## 2026 Catalogue Pricelist
2026 Catalogue Pricelist
Part Number | Description | Group | Manufacturer | 2026 Trade
003Z8300 | ABQM 4.0 - 15LF | Motorised valves and actuators | Danfoss | 78
003Z8301 | ABQM 4.0 - 15 | Motorised valves and actuators | Danfoss | 86
003Z8302 | ABQM 4.0 - 15HF | Motorised valves and actuators | Danfoss | 95
003Z8303 | ABQM 4.0 - 20 | Motorised valves and actuators | Danfoss | 100
003Z8304 | ABQM 4.0 - 20HF | Motorised valves and actuators | Danfoss | 109
003Z8305 | ABQM 4.0 - 25 | Motorised valves and actuators | Danfoss | 121
003Z8306 | ABQM 4.0 - 25HF | Motorised valves and actuators | Danfoss | 141
003Z8307 | ABQM 4.0 - 32 | Motorised valves and actuators | Danfoss | 185
003Z0770 | ABQM 40 - 40mm PICV | Motorised valves and actuators | Danfoss | 405
003Z0771 | ABQM 50 - 50mm PICV | Motorised valves and actuators | Danfoss | 454
003Z0773 | ABQM 65 - 65mm PICV | Motorised valves and actuators | Danfoss | 1282
003Z0793 | ABQM 65HF - 65mm High Flow PICV | Motorised valves and actuators | Danfoss | 1432
003Z0774 | ABQM 80 - 80mm PICV | Motorised valves and actuators | Danfoss | 1463
003Z0794 | ABQM 80HF - 65mm High Flow PICV | Motorised valves and actuators | Danfoss | 1772
003Z0775 | ABQM 100 - 100mm PICV | Motorised valves and actuators | Danfoss | 1988
003Z0795 | ABQM 100HF - 65mm High Flow PICV | Motorised valves and actuators | Danfoss | 2153
003Z0705 | ABQM 125 - 125mm PICV | Motorised valves and actuators | Danfoss | 4584
003Z0715 | ABQM 125HF - 125mm High Flow PICV | Motorised valves and actuators | Danfoss | 5820
003Z0706 | ABQM 150 - 150mm PICV | Motorised valves and actuators | Danfoss | 5876
003Z0716 | ABQM 150HF - 150mm High Flow PICV | Motorised valves and actuators | Danfoss | 7262
003Z0707 | ABQM 200 - 200mm PICV | Motorised valves and actuators | Danfoss | 9116
003Z0717 | ABQM 200HF - 200mm High Flow PICV | Motorised valves and actuators | Danfoss | 11227
003Z0708 | ABQM 250 - 250mm PICV | Motorised valves and actuators | Danfoss | 11639
003Z0718 | ABQM 250HF - 250mm High Flow PICV | Motorised valves and actuators | Danfoss | 14008
003Z0279 | DN40 Tailpiece for ABQM | Motorised valves and actuators | Danfoss | 24
003Z0278 | DN50 Tailpiece for ABQM | Motorised valves and actuators | Danfoss | 27.5
082H8036 | AMV130 | Motorised valves and actuators | Danfoss | 65
082H8110 | AME110NL - 24vac/dc 0-10v Actuator - To Suit ABQM DN10-32 | Motorised valves and actuators | Danfoss | 73
082H8114 | AME110NLX - 24v 0-10vac/dc Actuator c/w 0-10v Feedback - To Suit ABQM DN10-32 | Motorised valves and actuators | Danfoss | 86
082H8049 | ABQM Actuator AMI140 230V to suit 10-32mm | Motorised valves and actuators | Danfoss | 140
082H0171 | AME435QM - 24v 0-10v Actuator - To Suit ABQM DN40-100 | Motorised valves and actuators | Danfoss | 271
082H0163 | ABQM Actuator AMV435 230V to suit 40-100mm | Motorised valves and actuators | Danfoss | 222
082H0162 | ABQM Actuator AMV435 24V to suit 40-100mm | Motorised valves and actuators | Danfoss | 222
082H3078 | AME55QM - 24v 0-10v Actuator - To Suit ABQM DN125-150 | Motorised valves and actuators | Danfoss | 549
082H5013 | AME 685-1 - 24v 0-10v Actuator - To Suit ABQM DN200-250 | Motorised valves and actuators | Danfoss | 1906
082G3006 | AME13 SD - 24 0-10V CLOSED DN10-32 | Motorised valves and actuators | Danfoss | 705
082H3044 | AME13 SU - 24 0-10V OPEN DN10-32 | Motorised valves and actuators | Danfoss | 745
082H3038 | AME25 SD CLOSED- 24 0-10V OPEN DN40-99 | Motorised valves and actuators | Danfoss | 505
082H3041 | AME25 SU OPEN- 24 0-10V OPEN DN40-100 | Motorised valves and actuators | Danfoss | 505
082G3448 | AME658 SD 24 0-10V CLOSED DN125-DN150 | Motorised valves and actuators | Danfoss | 1050
082G3450 | AME658 SU 24 0-10V OPEN DN125-DN151 | Motorised valves and actuators | Danfoss | 1050
082H7090 | 24V ELECTRONIC POWERE BACKUP UNIT | Motorised valves and actuators | Danfoss | 825
003Z3959 | ABQM TO AMV/E 13SU ONLY | Motorised valves and actuators | Danfoss | 58
003Z0694 | ABQM TO AMV/E 25SU OR SD | Motorised valves and actuators | Danfoss | 89
003Z8504 | Novocon S Digital Actuator | Motorised valves and actuators | Danfoss | POA
003Z8540 | Novocon M Digital Actuator | Motorised valves and actuators | Danfoss | POA
003Z8560 | Novocon L Digital Actuator | Motorised valves and actuators | Danfoss | POA
003Z8563 | Novocon XL Digital Actuator | Motorised valves and actuators | Danfoss | POA
003Z8610 | Cable Novocon Energy 1.5m c/w Surface Temp Sensors | Motorised valves and actuators | Danfoss | POA
003Z8611 | Cable Novocon Energy 1.5m c/w Immersed Temp Sensors | Motorised valves and actuators | Danfoss | POA
003Z8613 | Cable Novocon Temperature I/O | Motorised valves and actuators | Danfoss | POA
003Z8600 | 1.5m Novocon Digital Cable | Motorised valves and actuators | Danfoss | POA
003Z8601 | 5m Novocon Digital Cable | Motorised valves and actuators | Danfoss | POA
003Z8602 | 10m Novocon Digital Cable | Motorised valves and actuators | Danfoss | POA
003Z8609 | 0.5m Daisy Chain Novocon Digital Cable | Motorised valves and actuators | Danfoss | POA
003Z8603 | 1.5m Daisy Chain Novocon Digital Cable | Motorised valves and actuators | Danfoss | POA
003Z8604 | 5m Daisy Chain Novocon Digital Cable | Motorised valves and actuators | Danfoss | POA
003Z8605 | 10m Daisy Chain Novocon Digital Cable | Motorised valves and actuators | Danfoss | POA
003Z8606 | 1.5m Novocon Analogue Cable | Motorised valves and actuators | Danfoss | POA
003Z8607 | 5m Novocon Analogue Cable | Motorised valves and actuators | Danfoss | POA
003Z8608 | 10m Novocon Analogue Cable | Motorised valves and actuators | Danfoss | POA
003Z8612 | Novocon I/O | Motorised valves and actuators | Danfoss | POA
G.EQ.01.B.I | GreEQ.0 Low Flow 16-600 kPaD | Motorised valves and actuators | Flowcon | 85
G.0.01.B.I | FlowCon 1/2" female threaded Green.0 PICV fitted with two PT plugs | Motorised valves and actuators | Flowcon | 85
G.1.01.B.I | FlowCon 1/2" female threaded Green.1 PICV fitted with two PT plugs | Motorised valves and actuators | Flowcon | 85
G.0.02.B.I | FlowCon 3/4" female threaded Green.0 PICV fitted with two PT plugs | Motorised valves and actuators | Flowcon | 105
G.1.02.B.I | FlowCon 3/4" female threaded Green.1 PICV fitted with two PT plugs | Motorised valves and actuators | Flowcon | 105
G.1HF.02.B.I | FlowCon 3/4" female threaded Green.1HF PICV fitted with two PT plugs | Motorised valves and actuators | Flowcon | 107
G.0.07.B.I | FlowCon 1" female threaded Green.0 PICV fitted with two PT plugs | Motorised valves and actuators | Flowcon | 125
G.1.07.B.I | FlowCon 1" female threaded Green.1 PICV fitted with two PT plugs | Motorised valves and actuators | Flowcon | 125
G.1HF.07.B.I | FlowCon 1" female threaded Green.1HF PICV fitted with two PT plugs | Motorised valves and actuators | Flowcon | 128
G.2.14.B.I | FlowCon 1" female threaded Green.2 PICV fitted with two PT plugs | Motorised valves and actuators | Flowcon | 190
G.2.15.B.I | FlowCon 1 1/4" female threaded Green.2 PICV fitted with two PT plugs | Motorised valves and actuators | Flowcon | 204
G.3.40.B.I | FlowCon 1 1/2" female threaded Forged Brass Green.3 fitted with two PT Plugs | Motorised valves and actuators | Flowcon | 466
G.3.50.B.I | FlowCon 2" female threaded Forged Brass Green.3 fitted with two PT Plugs | Motorised valves and actuators | Flowcon | 487
FN.0.2 24V | Electric Modulating, 0(2)-10V with Feedback Signal | Motorised valves and actuators | Flowcon | 98
FN.0.4 24V | Electric 3 Point Floating/ON-OFF | Motorised valves and actuators | Flowcon | 96
FH | 24V electric modulating, 2-position/3-point floating | Motorised valves and actuators | Flowcon | 254
FNP.0.2 | 24v Actuator | Motorised valves and actuators | Flowcon | 79
FN0.2-BUS | Smart Actuator - Modbus or BACnet | Motorised valves and actuators | Flowcon | 264
SM.3.0.B.3 | SM, kPaD 30-800 | Motorised valves and actuators | Flowcon | 1513
SM.3.1.B.3 | SM, kPaD 30-800 | Motorised valves and actuators | Flowcon | 1513
SM.3.2.B.3 | SM, kPaD 35-800 | Motorised valves and actuators | Flowcon | 1567
SM.4.1.B.3 | SM, kPaD 30-800 | Motorised valves and actuators | Flowcon | 2270
SM.4.2.B.3 | SM, kPaD 35-800 | Motorised valves and actuators | Flowcon | 2270
SM.4.3.B.3 | SM, kPaD 50-800 | Motorised valves and actuators | Flowcon | 2703
SM.5.1.B.3 | SM, kPaD30-800 | Motorised valves and actuators | Flowcon | 3245
SM.5.2.B.3 | SM, kPaD35-800 | Motorised valves and actuators | Flowcon | 3245
SM.6.2.B.3 | SM, kPaD 35-800 | Motorised valves and actuators | Flowcon | 9192
SM.0.0.0.4 | SM actuator: 24V electrical, 0(2)-10V, 0(4)-20mA, 2-position or 3-point floating w/feedback signal failsafe | Motorised valves and actuators | Flowcon | 1098
SM.0.0.0.5 | Actuator: 24V electrical, 0(2)-10V, 0(4)-20mA, 2-position or 3-point floating w/feedback signal and BACnet | Motorised valves and actuators | Flowcon | 1286
SM.0.0.0.6 | SM actuator: 24V electrical, 0(2)-10V, 0(4)-20mA, 2-position or 3-point floating w/feedback signal, failsafe and BACnet | Motorised valves and actuators | Flowcon | 1430
PEB92VL.04 | 1/2" X 150L/H | Motorised valves and actuators | Pettinaroli | 69.5
PEB92L.04 | 1/2" X 450L/H | Motorised valves and actuators | Pettinaroli | 69.5
PEB92H.04 | 1/2" X 850L/H | Motorised valves and actuators | Pettinaroli | 72
PEB92L.06 | 3/4" X 1000 L/H | Motorised valves and actuators | Pettinaroli | 82.5
PEB92H.06 | 3/4" X 1850L/H | Motorised valves and actuators | Pettinaroli | 82.5
PEB92L.08 | 1" X 2500 L/H | Motorised valves and actuators | Pettinaroli | 123
PEB92H.08 | 1" X 3300 L/H | Motorised valves and actuators | Pettinaroli | 123
PEB92H.10 | 1.1/4" X 5200 L/H | Motorised valves and actuators | Pettinaroli | 191
PEB92H.12 | 1.1/2" X 9000 L/H | Motorised valves and actuators | Pettinaroli | 227
PEB92H.16 | 2" X 14000 L/H | Motorised valves and actuators | Pettinaroli | 345
EA-M-PR-1-A-2 | Use 1/2" to 1 1/4" - 24v (0-10) Proportional | Motorised valves and actuators | Pettinaroli | 74.5
EA-M-PR-1-AL-2 | Use 1 1/2" to 2" - 24v (0-10) Proportional | Motorised valves and actuators | Pettinaroli | 95
EA-M-3P-1-3-1 | Use ½” to 1 ¼” – 24v 3 Point Actuator | Motorised valves and actuators | Pettinaroli | 74.5
PE94FL.50/B | 2" 20000 L/H | Motorised valves and actuators | Pettinaroli | 1200
PE94FL.65/B | 2.1/2" 20000 L/H | Motorised valves and actuators | Pettinaroli | 1565
PE94FH.65/B | 2.1/2" 30000 L/H | Motorised valves and actuators | Pettinaroli | 1565
PE94FL.80/B | 3" 30000 L/H | Motorised valves and actuators | Pettinaroli | 1655
PE94FL.100/B | 4" 55000 L/H | Motorised valves and actuators | Pettinaroli | 2840
PE94FL.125/B | 5" 90000 L/H | Motorised valves and actuators | Pettinaroli | 4000
PE94FL.150/B | 6" 90000 L/H | Motorised valves and actuators | Pettinaroli | 4170
PE94FH.150/B | 6" 150000 L/H | Motorised valves and actuators | Pettinaroli | 6660
PE94FL.200/B | 8" 200000 L/H | Motorised valves and actuators | Pettinaroli | 8800
PE94FH.200/B | 8" 300000 L/H | Motorised valves and actuators | Pettinaroli | 10500
PE94FL.250/B | 10" 300000 L/H | Motorised valves and actuators | Pettinaroli | 12000
PE94FH.250/B | 10" 500000 L/H | Motorised valves and actuators | Pettinaroli | 13500
MINIFLUSH | Prefabricated Flushing Bypass Assembly | Motorised valves and actuators | Danfoss | POA
003Z1620 | DN15 LF (STRAINER) | Motorised valves and actuators | Danfoss | POA
003Z1621 | DN15 (STRAINER) | Motorised valves and actuators | Danfoss | POA
003Z1622 | DN15 HF (STRAINER) | Motorised valves and actuators | Danfoss | POA
003Z1623 | DN20 (STRAINER) | Motorised valves and actuators | Danfoss | POA
003Z1624 | DN20 HF (STRAINER) | Motorised valves and actuators | Danfoss | POA
003Z1630 | DN15 LF | Motorised valves and actuators | Danfoss | POA
003Z1631 | DN15 | Motorised valves and actuators | Danfoss | POA
003Z1632 | DN15 HF | Motorised valves and actuators | Danfoss | POA
003Z1633 | DN20 | Motorised valves and actuators | Danfoss | POA
003Z1634 | DN20 HF | Motorised valves and actuators | Danfoss | POA
003Z4751 | AB-QM 4.0 FLEXO INSULATION | Motorised valves and actuators | Danfoss | POA
003Z4752 | AB-QM 4.0 FLEXO INSULATION | Motorised valves and actuators | Danfoss | POA
003Z4794 | AB-QM 4.0 FLEXO FLEXIBLE PIPE PN25 | Motorised valves and actuators | Danfoss | POA
003Z4795 | AB-QM 4.0 FLEXO FLEXIBLE PIPE PN25 | Motorised valves and actuators | Danfoss | POA
003Z4796 | FLEXO EXTENDED HANDLE (SPARE PART) | Motorised valves and actuators | Danfoss | POA
003Z0104 | TEST PLUG | Motorised valves and actuators | Danfoss | POA
003L8143 | MEASURING CONNECTOR FOR DRAIN | Motorised valves and actuators | Danfoss | POA
082H8036 | AMV130 | Motorised valves and actuators | Danfoss | 65
082H8110 | AME110NL - 24vac/dc 0-10v Actuator - To Suit ABQM DN10-32 | Motorised valves and actuators | Danfoss | 73
082H8114 | AME110NLX - 24v 0-10vac/dc Actuator c/w 0-10v Feedback - To Suit ABQM DN10-32 | Motorised valves and actuators | Danfoss | 86
082H8049 | AMI 140, 230V R/L Actuator-To Suit ABQM DN10-32 | Motorised valves and actuators | Danfoss | 140
PR.0.1R.15I.S.x | 15mm | Motorised valves and actuators | Flocontrol | POA
PR.0.2R.15I.S.0 | 15mm | Motorised valves and actuators | Flocontrol | POA
PR.0.3R.15I.S.0 | 15mm | Motorised valves and actuators | Flocontrol | POA
PR.0.4R.15I.S.x | 20mm | Motorised valves and actuators | Flocontrol | POA
PR.0.5R.15I.S.1HF | 20mm | Motorised valves and actuators | Flocontrol | POA
FN.0.2 24V | Electric Modulating, 0(2)-10V with Feedback Signal | Motorised valves and actuators | Flowcon | 98
FN.0.4 24V | Electric 3 Point Floating/ON-OFF | Motorised valves and actuators | Flowcon | 96
FH | 24V electric modulating, 2-position/3-point floating | Motorised valves and actuators | Flowcon | 254
FNP.0.2 | 24v Actuator | Motorised valves and actuators | Flowcon | 79
VX4DxRxx0-AD0 | 1/2" | Motorised valves and actuators | Pettinaroli | POA
VX4DxRxx0-BE0 | 3/4" | Motorised valves and actuators | Pettinaroli | POA
VX4DxRxxS-AD0 | 1/2" | Motorised valves and actuators | Pettinaroli | POA
VX4DxRxxS-BE0 | 3/4" | Motorised valves and actuators | Pettinaroli | POA
EA-M-PR-1-A-2 | Use 1/2" to 1 1/4" - 24v (0-10) Proportional | Motorised valves and actuators | Pettinaroli | 74.5
065Z0231 | VRB2/15/0.63 - 15mm 2P Control Valve, Kv 0.63 | Motorised valves and actuators | Danfoss | 103
065Z0232 | VRB2/15/1.0 - 15mm 2P Control Valve, Kv 1.0 | Motorised valves and actuators | Danfoss | 103
065Z0233 | VRB2/15/1.6 - 15mm 2P Control Valve, Kv 1.6 | Motorised valves and actuators | Danfoss | 103
065Z0234 | VRB2/15/2.5 - 15mm 2P Control Valve, Kv 2.5 | Motorised valves and actuators | Danfoss | 103
065Z0235 | VRB2/15/4.0 - 15mm 2P Control Valve, Kv 4.0 | Motorised valves and actuators | Danfoss | 103
065Z0236 | VRB2/20/6.3 - 20mm 2P Control Valve, Kv 6.3 | Motorised valves and actuators | Danfoss | 123
065Z0237 | VRB2/25/10 - 25mm 2P Control Valve, Kv 10 | Motorised valves and actuators | Danfoss | 130
065Z0238 | VRB2/32/16 - 32mm 2P Control Valve, Kv 16 | Motorised valves and actuators | Danfoss | 160
065Z0239 | VRB2/40/25 - 40mm 2P Control Valve, Kv 25 | Motorised valves and actuators | Danfoss | 194
065Z0240 | VRB2/50/40 - 50mm 2P Control Valve, Kv 40 | Motorised valves and actuators | Danfoss | 243
065Z0281 | VF2/65/63 - 65mm 2P Control Valve, Kv 63 | Motorised valves and actuators | Danfoss | 907
065Z0282 | VF2/80/100 - 80mm 2P Control Valve, Kv 100 | Motorised valves and actuators | Danfoss | 1046
065B3205 | VF2/100/145 - 100mm 2P Control Valve, Kv 145 | Motorised valves and actuators | Danfoss | 1059
065B3230 | VF2/125/220 - 125mm 2P Control Valve, Kv 220 | Motorised valves and actuators | Danfoss | 1329
065B3255 | VF2/150/320 - 150mm 2P Control Valve, Kv 320 | Motorised valves and actuators | Danfoss | 1906
065B3505 | VFM2/200/630 - 200mm 2P Control Valve, Kv 630 | Motorised valves and actuators | Danfoss | 7900
065B3506 | VFM2/250/900 - 250mm 2P Control Valve, Kv 900 | Motorised valves and actuators | Danfoss | 8750
065Z0211 | VRB3/15/0.63 - 15mm 3P Control Valve, Kv 0.63 | Motorised valves and actuators | Danfoss | 103
065Z0212 | VRB3/15/1.0 - 15mm 3P Control Valve, Kv 1.0 | Motorised valves and actuators | Danfoss | 103
065Z0213 | VRB3/15/1.6 - 15mm 3P Control Valve, Kv 1.6 | Motorised valves and actuators | Danfoss | 103
065Z0214 | VRB3/15/2.5 - 15mm 3P Control Valve, Kv 2.5 | Motorised valves and actuators | Danfoss | 103
065Z0215 | VRB3/15/4.0 - 15mm 3P Control Valve, Kv 4.0 | Motorised valves and actuators | Danfoss | 103
065Z0216 | VRB3/20/6.3 - 20mm 3P Control Valve, Kv 6.3 | Motorised valves and actuators | Danfoss | 123
065Z0217 | VRB3/25/10 - 25mm 3P Control Valve, Kv 10 | Motorised valves and actuators | Danfoss | 130
065Z0218 | VRB3/32/16 - 32mm 3P Control Valve, Kv 16 | Motorised valves and actuators | Danfoss | 160
065Z0219 | VRB3/40/25 - 40mm 3P Control Valve, Kv 25 | Motorised valves and actuators | Danfoss | 194
065Z0220 | VRB3/50/40 - 50mm 3P Control Valve, Kv 40 | Motorised valves and actuators | Danfoss | 243
065Z0261 | VF3/65/63 - 65mm 3P Control Valve, Kv 63 | Motorised valves and actuators | Danfoss | 907
065Z0262 | VF3/80/100 - 80mm 3P Control Valve, Kv 100 | Motorised valves and actuators | Danfoss | 1046
065B1685 | VF3/100/145 - 100mm 3P Control Valve, Kv 145 | Motorised valves and actuators | Danfoss | 1059
065B3125 | VF3/125/220 - 125mm 3P Control Valve, Kv 220 | Motorised valves and actuators | Danfoss | 1329
065B3150 | VF3/150/320 - 150mm 3P Control Valve, Kv 320 | Motorised valves and actuators | Danfoss | 1906
065B4200 | VF3/200/630 - 200mm 3P Control Valve, Kv 630 | Motorised valves and actuators | Danfoss | 6696
065B4250 | VF3/250/1000 - 250mm 3P Control Valve, Kv 1000 | Motorised valves and actuators | Danfoss | 7209
065B4300 | VF3/300/1500 - 300mm 3P Control Valve, Kv 1500 | Motorised valves and actuators | Danfoss | 11382
082H0162 | ABQM Actuator AMV435 24V to suit 40-100mm | Motorised valves and actuators | Danfoss | 222
082H3020 | AMV55 - 24v R/L Actuator - To Suit VF DN100 | Motorised valves and actuators | Danfoss | 640
082G1450 | AMV85 - 24v R/L Actuator - To Suit VF DN125-150 | Motorised valves and actuators | Danfoss | 1150
082G3440 | AMV655 - 24v R/L Actuator - To Suit VFM2 DN200-250 | Motorised valves and actuators | Danfoss | 850
082H0163 | ABQM Actuator AMV435 230V to suit 40-100mm | Motorised valves and actuators | Danfoss | 222
082H3021 | AMV55 - 230v R/L Actuator - To Suit VF DN100 | Motorised valves and actuators | Danfoss | 650
082G1451 | AMV85 - 230v R/L Actuator - To Suit VF DN125-150 | Motorised valves and actuators | Danfoss | 1150
082G3441 | AMV655 - 230v R/L Actuator - to Suit VFM2 200-250 | Motorised valves and actuators | Danfoss | 800
082H0161 | AME435 - 24v 0-10v Actuator - To Suit VRB/VF DN15-80 | Motorised valves and actuators | Danfoss | 228
082H3022 | AME55 - 24v 0-10v Actuator - To Suit VF DN100 | Motorised valves and actuators | Danfoss | 758
082G1452 | AME85 - 24v 0-10v Actuator - To Suit VF DN125-150 | Motorised valves and actuators | Danfoss | 1325
082G3442 | AME655 - 24v 0-10v Actuator - To Suit VFM2 DN200-250 | Motorised valves and actuators | Danfoss | 950
082G3500 | AME685 - 24v 0-10v Actuator - To Suit VF3 DN200-300 | Motorised valves and actuators | Danfoss | 2950
065Z0313 | Adaptor to Enable New Type Actuator to Fit Old Style Valves - VRG/VBG/VF/VL | Motorised valves and actuators | Danfoss | 53
065Z7020 | Stem Heater | Motorised valves and actuators | Danfoss | 225
065B2171 | Stem Heater | Motorised valves and actuators | Danfoss | 227
065Z7022 | Stem Heater | Motorised valves and actuators | Danfoss | 250
065Z0315 | Stem Heater | Motorised valves and actuators | Danfoss | 175
082H0122 | AMV438SU - 24v R/L Spring Return Actuator - To Suit VRB DN15-50 | Motorised valves and actuators | Danfoss | 492
082G3446 | AMV658 SU - 24v R/L Spring Return Actuator - To Suit VF DN100-150 | Motorised valves and actuators | Danfoss | 900
082H70900 | Spring Return Control Valve 24V Battery Backup suit VF 65-80 | Motorised valves and actuators | Danfoss | 530
082H0123 | AMV438SU - 230v R/L Spring Return Actuator - To Suit VRB DN15-50 | Motorised valves and actuators | Danfoss | 492
082G3447 | AMV658 SU - 230v R/L Spring Return Actuator - To Suit VF DN100-150 | Motorised valves and actuators | Danfoss | 900
082H0121 | AME438SU - 24v 0-10v Spring Return Actuator - To Suit VRB DN15-50 | Motorised valves and actuators | Danfoss | 620
082G3451 | AME658 SU - 24v 0-10v Spring Return Actuator - To Suit VF DN100-150 | Motorised valves and actuators | Danfoss | 1050
065Z2040 | VZL2/15/0.25 - 15mm 2P Fan Coil Valve, Kv 0.25 | Motorised valves and actuators | Danfoss | 40
065Z2041 | VZL2/15/0.4 - 15mm 2P Fan Coil Valve, Kv 0.4 | Motorised valves and actuators | Danfoss | 40
065Z2042 | VZL2/15/0.63 - 15mm 2P Fan Coil Valve, Kv 0.63 | Motorised valves and actuators | Danfoss | 40
065Z2043 | VZL2/15/1.0 - 15mm 2P Fan Coil Valve, Kv 1.0 | Motorised valves and actuators | Danfoss | 40
065Z2044 | VZL2/15/1.6 - 15mm 2P Fan Coil Valve, Kv 1.6 | Motorised valves and actuators | Danfoss | 40
065Z2045 | VZL2/20/2.5 - 20mm 2P Fan Coil Valve, Kv 2.5 | Motorised valves and actuators | Danfoss | 46
065Z2046 | VZL2/20/3.5 - 20mm 2P Fan Coil Valve, Kv 3.5 | Motorised valves and actuators | Danfoss | 46
065Z2060 | VZL4/15/0.25 - 15mm 4P Fan Coil Valve, Kv 0.25 | Motorised valves and actuators | Danfoss | 44
065Z2061 | VZL4/15/0.4 - 15mm 4P Fan Coil Valve, Kv 0.4 | Motorised valves and actuators | Danfoss | 44
065Z2062 | VZL4/15/0.63 - 15mm 4P Fan Coil Valve, Kv 0.63 | Motorised valves and actuators | Danfoss | 44
065Z2063 | VZL4/15/1.0 - 15mm 4P Fan Coil Valve, Kv 1.0 | Motorised valves and actuators | Danfoss | 44
065Z2064 | VZL4/15/1.6 - 15mm 4P Fan Coil Valve, Kv 1.6 | Motorised valves and actuators | Danfoss | 44
065Z2065 | VZL4/20/2.5 - 15mm 4P Fan Coil Valve, Kv 2.5 | Motorised valves and actuators | Danfoss | 55
065Z2066 | VZL4/20/3.5 - 15mm 4P Fan Coil Valve, Kv 3.5 | Motorised valves and actuators | Danfoss | 55
BBZ15 | DN15 FITTING-NUT AND OLIVE | Motorised valves and actuators | H&C | 1.9
BBZ22 | DN20 FITTING-NUT AND OLIVE | Motorised valves and actuators | H&C | 2.5
065Z5410 | VZ3 15/0.25 | Motorised valves and actuators | Danfoss | 53
065Z5411 | VZ3 15/0.40 | Motorised valves and actuators | Danfoss | 53
065Z5412 | VZ3 15/0.63 | Motorised valves and actuators | Danfoss | 53
065Z5413 | VZ3 15/1.0 | Motorised valves and actuators | Danfoss | 53
065Z5414 | VZ3 15/1.6 | Motorised valves and actuators | Danfoss | 53
065Z5415 | VZ3 15/2.5 | Motorised valves and actuators | Danfoss | 53
065Z5420 | VZ3 20/2.5 | Motorised valves and actuators | Danfoss | 82
065Z5421 | VZ3 20/4.0 | Motorised valves and actuators | Danfoss | 82
082H8036 | AMV130 | Motorised valves and actuators | Danfoss | 65
082H8037 | AMV130 - 230v R/L Actuator - To Suit VZL DN15-20 | Motorised valves and actuators | Danfoss | 68
082H8044 | AME130 - 24v 0-10v Actuator - To Suit VZL DN15-20 | Motorised valves and actuators | Danfoss | 96
RTAM100-24 | 24v On/Off Thermal Actuator, Normally Closed, 100N | Motorised valves and actuators | Regin | 37.5
RTAOM100-24 | 24v On/Off Thermal Actuator, Normally Open, 100N | Motorised valves and actuators | Regin | 37
RTAM125-24 | 24v On/Off Thermal Actuator, Normally Closed, 125N | Motorised valves and actuators | Regin | 43
RTAOM125-24 | 24v On/Off Thermal Actuator, Normally Open, 125N | Motorised valves and actuators | Regin | 43
RTAM100-230 | 230v On/Off Thermal Actuator, Normally Closed, 100N | Motorised valves and actuators | Regin | 37.5
RTAOM100-230 | 230v On/Off Thermal Actuator, Normally Open, 100N | Motorised valves and actuators | Regin | 37
RTAM125-230 | 230v On/Off Thermal Actuator, Normally Closed, 125N | Motorised valves and actuators | Regin | 43
RTAOM125-230 | 230v On/Off Thermal Actuator, Normally Open, 125N | Motorised valves and actuators | Regin | 43
RTAM100-24A | 24v 0-10v Thermal Actuator, Normally Closed, 100N | Motorised valves and actuators | Regin | 107
RTAOM100-24A | 24v 0-10v Thermal Actuator, Normally Open, 100N | Motorised valves and actuators | Regin | 124
RTAM125-24A | 24v 0-10v Thermal Actuator, Normally Closed, 125N | Motorised valves and actuators | Regin | 109
065Z0418 | HRE3 20/6.3 - 20mm 3P Rotary Shoe Valve, Kv 6.3 | Motorised valves and actuators | Danfoss | 74
065Z0419 | HRE3 25/10 - 25mm 3P Rotary Shoe Valve, Kv 10 | Motorised valves and actuators | Danfoss | 80
065Z0420 | HRE3 32/16 - 32mm 3P Rotary Shoe Valve, Kv 16 | Motorised valves and actuators | Danfoss | 86
065Z0421 | HRE3 40/25 - 40mm 3P Rotary Shoe Valve, Kv 25 | Motorised valves and actuators | Danfoss | 132
065Z0422 | HRE3 50/40 - 50mm 3P Rotary Shoe Valve, Kv 40 | Motorised valves and actuators | Danfoss | 166
065Z0433 | HFE3 65/90 - 65mm 3P Rotary Shoe Valve, Kv 90 | Motorised valves and actuators | Danfoss | 319
065Z0434 | HFE3 80/150 - 80mm 3P Rotary Shoe Valve, Kv 150 | Motorised valves and actuators | Danfoss | 423
065Z0435 | HFE3 100/225 - 100mm 3P Rotary Shoe Valve, Kv 225 | Motorised valves and actuators | Danfoss | 607
065Z0436 | HFE3 125/280 - 125mm 3P Rotary Shoe Valve, Kv 280 | Motorised valves and actuators | Danfoss | 753
065Z0437 | HFE3 150/400 - 150mm 3P Rotary Shoe Valve, Kv 400 | Motorised valves and actuators | Danfoss | 1011
082H0213 | AMB162 - 24v 3 Point Actuator - To Suit HRE3 DN20-50 | Motorised valves and actuators | Danfoss | 135
082H0218 | AMB162 - 24v 3 Point Actuator c/w Aux Switch - To Suit HRE3 DN20-50 | Motorised valves and actuators | Danfoss | 141
082H0234 | AMB182 - 24v 3 Point Actuator - To Suit HFE3 DN65-DN150 | Motorised valves and actuators | Danfoss | 160
082H0236 | AMB182 - 24v 3 Point Actuator c/w Aux Switch - To Suit HFE3 DN65-150 | Motorised valves and actuators | Danfoss | 186
082H0223 | AMB162 - 230v 3 Point Actuator - To Suit HRE3 DN20-50 | Motorised valves and actuators | Danfoss | 135
082H0228 | AMB162 - 230v 3 Point Actuator c/w Aux Switch - To Suit HRE3 DN20-50 | Motorised valves and actuators | Danfoss | 141
082H0238 | AMB182 - 230v 3 Point Actuator - To Suit HFE3 DN65-DN150 | Motorised valves and actuators | Danfoss | 160
082H0240 | AMB182 - 230v 3 Point Actuator c/w Aux Switch - To Suit HFE3 DN65-150 | Motorised valves and actuators | Danfoss | 176
082H0230 | AMB162 - 24v 0-10v Actuator - To Suit HRE3 DN20-50 | Motorised valves and actuators | Danfoss | 185
082H0241 | AMB182 - 24v 0-10v Actuator - To Suit HFE3 DN65-DN150 | Motorised valves and actuators | Danfoss | 241
2320 | 20mm 3P Rotary Shoe Valve, Kv 13 | Motorised valves and actuators | Termomix | 78
2325 | 25mm 3P Rotary Shoe Valve, Kv 17 | Motorised valves and actuators | Termomix | 82
2332 | 32mm 3P Rotary Shoe Valve, Kv 24 | Motorised valves and actuators | Termomix | 91
2340 | 40mm 3P Rotary Shoe Valve, Kv 31 | Motorised valves and actuators | Termomix | 102
2350 | 50mm 3P Rotary Shoe Valve, Kv 41 | Motorised valves and actuators | Termomix | 151
ET3 | Linkage for Gruner Actuators & Termomix Rotary Valves | Motorised valves and actuators | H&C | 26.5
227-024-10 | 24v 2-3 Point 10Nm Damper Actuator | Motorised valves and actuators | Gruner | 98
227-024-10-S1 | 24v 2-3 Point 10Nm Damper Actuator c/w Aux Switch | Motorised valves and actuators | Gruner | 119
227-230-10 | 230v 2-3 Point 10Nm Damper Actuator | Motorised valves and actuators | Gruner | 98
227-230-10-S1 | 230v 2-3 Point 10Nm Damper Actuator c/w Aux Switch | Motorised valves and actuators | Gruner | 119
227C-024-10 | 24v 0-10v 10Nm Damper Actuator | Motorised valves and actuators | Gruner | 140
DAS1.S | 24v 2-3 Point 8Nm Actuator | Motorised valves and actuators | Joventa | 178
DAS2.S | 230v 2-3 Point 8Nm Actuator | Motorised valves and actuators | Joventa | 218
DMS1.1 | 24v 0-10v 8Nm Damper Actuator | Motorised valves and actuators | Joventa | 223
DMS1.1S | 24v 0-10v 8Nm Damper Actuator C/W Aux switch | Motorised valves and actuators | Joventa | 274
11600500 | VRG131/ 15/2.5 | Motorised valves and actuators | ESBE | 102
11600600 | VRG131/ 15/4 | Motorised valves and actuators | ESBE | 112
11600700 | VRG131/ 20/2.5 | Motorised valves and actuators | ESBE | 108
11600800 | VRG131 / 20/4 | Motorised valves and actuators | ESBE | 95
11600900 | VRG131 / 20/6.3 | Motorised valves and actuators | ESBE | 95
11601000 | VRG131 / 25/6.3 | Motorised valves and actuators | ESBE | 112
11601100 | VRG131 / 25/10 | Motorised valves and actuators | ESBE | 104
11601200 | VRG131 / 32/10 | Motorised valves and actuators | ESBE | 112
11603400 | VRG131 / 40/25 | Motorised valves and actuators | ESBE | 195
11603600 | VRG131 / 50/40 | Motorised valves and actuators | ESBE | 239
11100600 | 3F50 | Motorised valves and actuators | ESBE | 404
11100800 | 3F65 | Motorised valves and actuators | ESBE | 465
11101000 | 3F80 | Motorised valves and actuators | ESBE | 655
11101200 | 3F100 | Motorised valves and actuators | ESBE | 835
11101400 | 3F125 | Motorised valves and actuators | ESBE | 1110
11101600 | 3F150 | Motorised valves and actuators | ESBE | 1495
12101700 | ARA652 | Motorised valves and actuators | ESBE | 216
12101800 | ARA662 | Motorised valves and actuators | ESBE | 235
12101900 | ARA672 | Motorised valves and actuators | ESBE | 238
12121200 | ARA656 | Motorised valves and actuators | ESBE | 395
12100800 | ARA664 | Motorised valves and actuators | ESBE | 235
12120600 | ARA658 | Motorised valves and actuators | ESBE | 352
12520200 | ARA659 | Motorised valves and actuators | ESBE | 271
12052100 | 95-2M | Motorised valves and actuators | ESBE | 308
12052200 | 95M | Motorised valves and actuators | ESBE | 308
12051100 | 92M | Motorised valves and actuators | ESBE | 370
12550500 | 93P | Motorised valves and actuators | ESBE | 515
082G5400 | AMZ112 - 15mm 2P Motorised Ball Valve, 24v | Motorised valves and actuators | Danfoss | 135
082G5401 | AMZ112 - 20mm 2P Motorised Ball Valve, 24v | Motorised valves and actuators | Danfoss | 142
082G5402 | AMZ112 - 25mm 2P Motorised Ball Valve, 24v | Motorised valves and actuators | Danfoss | 156
082G5403 | AMZ112 - 32mm 2P Motorised Ball Valve, 24v | Motorised valves and actuators | Danfoss | 186
082G5404 | AMZ112 - 40mm 2P Motorised Ball Valve, 24v | Motorised valves and actuators | Danfoss | 218
082G5405 | AMZ112 - 50mm 2P Motorised Ball Valve, 24v | Motorised valves and actuators | Danfoss | 268
082G5406 | AMZ112 - 15mm 2P Motorised Ball Valve, 230v | Motorised valves and actuators | Danfoss | 128
082G5407 | AMZ112 - 20mm 2P Motorised Ball Valve, 230v | Motorised valves and actuators | Danfoss | 134
082G5408 | AMZ112 - 25mm 2P Motorised Ball Valve, 230v | Motorised valves and actuators | Danfoss | 152
082G5409 | AMZ112 - 32mm 2P Motorised Ball Valve, 230v | Motorised valves and actuators | Danfoss | 181
082G5410 | AMZ112 - 40mm 2P Motorised Ball Valve, 230v | Motorised valves and actuators | Danfoss | 213
082G5411 | AMZ112 - 50mm 2P Motorised Ball Valve, 230v | Motorised valves and actuators | Danfoss | 263
082G5412 | AMZ113 - 15mm 3P Motorised Ball Valve, 24v | Motorised valves and actuators | Danfoss | 180
082G5413 | AMZ113 - 20mm 3P Motorised Ball Valve, 24v | Motorised valves and actuators | Danfoss | 195
082G5414 | AMZ113 - 25mm 3P Motorised Ball Valve, 24v | Motorised valves and actuators | Danfoss | 220
082G5415 | AMZ113 - 32mm 3P Motorised Ball Valve, 24v | Motorised valves and actuators | Danfoss | 385
082G5418 | AMZ113 - 15mm 3P Motorised Ball Valve, 230v | Motorised valves and actuators | Danfoss | 170
082G5419 | AMZ113 - 20mm 3P Motorised Ball Valve, 230v | Motorised valves and actuators | Danfoss | 190
082G5420 | AMZ113 - 25mm 3P Motorised Ball Valve, 230v | Motorised valves and actuators | Danfoss | 215
082G5421 | AMZ113 - 32mm 3P Motorised Ball Valve, 230v | Motorised valves and actuators | Danfoss | 380
BV215 | 15mm 2P Shut Off Ball Valve | Motorised valves and actuators | Regin | 43.5
BV220 | 20mm 2P Shut Off Ball Valve | Motorised valves and actuators | Regin | 50
BV225 | 25mm 2P Shut Off Ball Valve | Motorised valves and actuators | Regin | 62
BV232 | 32mm 2P Shut Off Ball Valve | Motorised valves and actuators | Regin | 88
BV240 | 40mm 2P Shut Off Ball Valve | Motorised valves and actuators | Regin | 115
BV250 | 50mm 2P Shut Off Ball Valve | Motorised valves and actuators | Regin | 180
BV315 | 15mm 3P Ball Valve, Kv 4.0 | Motorised valves and actuators | Regin | 82
BV320 | 20mm 3P Ball Valve, Kv 6.3 | Motorised valves and actuators | Regin | 97
BV325 | 25mm 3P Ball Valve, Kv 10 | Motorised valves and actuators | Regin | 113
BV332 | 32mm 3P Ball Valve, Kv 16 | Motorised valves and actuators | Regin | 164
BV340 | 40mm 3P Ball Valve, Kv 25 | Motorised valves and actuators | Regin | 227
BV350 | 50mm 3P Ball Valve, Kv 40 | Motorised valves and actuators | Regin | 318
RVAB4-24 | 24V Actuator - To Suit DN15-25 | Motorised valves and actuators | Regin | 75
RVAB4-230 | 230V Actuator - To Suit DN15-25 | Motorised valves and actuators | Regin | 75
RVAB5-24 | 24V Actuator - To Suit DN32-50 | Motorised valves and actuators | Regin | 105
RVAB5-230 | 230V Actuator - To Suit DN32-50 | Motorised valves and actuators | Regin | 105
RVAB4-24A | 0-10V Actuator - To Suit DN15-25 | Motorised valves and actuators | Regin | 110
RVAB5-24A | 0-10V Actuator - To Suit DN32-50 | Motorised valves and actuators | Regin | 143
WBV15/HQ005 | 15mm 2P WRAS Ball Valve & 230v/24v Open/Close Actuator c/w Aux Switch | Motorised valves and actuators | H&C | 420
WBV20/HQ005 | 20mm 2P WRAS Ball Valve & 230v/24v Open/Close Actuator c/w Aux Switch | Motorised valves and actuators | H&C | 441
WBV25/HQ005 | 25mm 2P WRAS Ball Valve & 230v/24v Open/Close Actuator c/w Aux Switch | Motorised valves and actuators | H&C | 452
WBV32/HQ005 | 32mm 2P WRAS Ball Valve & 230v/24v Open/Close Actuator c/w Aux Switch | Motorised valves and actuators | H&C | 494
WBV40/HQ005 | 40mm 2P WRAS Ball Valve & 230v/24v Open/Close Actuator c/w Aux Switch | Motorised valves and actuators | H&C | 536
WBV50/HQ005 | 50mm 2P WRAS Ball Valve & 230v/24v Open/Close Actuator c/w Aux Switch | Motorised valves and actuators | H&C | 599
ABVM02S/9AR | 1/4" Actuated Ball Valve 9-24V AC OR DC | Motorised valves and actuators | H&C | 84
ABVMO2S/2AR | 1/4"Actuated Ball Valve 110-240V AC | Motorised valves and actuators | H&C | 98
ABVM03S/9AR | 3/8" Actuated Ball Valve 9-24V AC OR DC | Motorised valves and actuators | H&C | 84
ABVMO3S/2AR | 3/8" Actuated Ball Valve 110-240V AC | Motorised valves and actuators | H&C | 98
ABVM04S/9AR | 1/2" Actuated Ball Valve 9-24V AC OR DC | Motorised valves and actuators | H&C | 84
ABVM04S/2AR | 1/2" Actuated Ball Valve 110-240V AC | Motorised valves and actuators | H&C | 98
ABVM06S/9AR | 3/4" Actuated Ball Valve 9-24V AC OR DC | Motorised valves and actuators | H&C | 91
ABVM06S/2AR | 3/4" Actuated Ball Valve 110-240V AC | Motorised valves and actuators | H&C | 104
ABVM08S/9AR | 1" Actuated Ball Valve 9-24V AC OR DC | Motorised valves and actuators | H&C | 105
ABVM08S/2AR | 1" Actuated Ball Valve 110-240V AC | Motorised valves and actuators | H&C | 118
ABV12S/9AR-E2-MO | 1 1/4" Actuated Ball Valve 12-24DC OR 24AC | Motorised valves and actuators | H&C | 253
ABV12S/2AR-E2-MO | 1 1/4" Actuated Ball Valve 110-240V AC | Motorised valves and actuators | H&C | 268
ABV14S/9AR-E2-MO | 1 1/2" Actuated Ball Valve 12-24DC OR 24AC | Motorised valves and actuators | H&C | 294
ABV14S/2AR-E2-MO | 1 1/2" Actuated Ball Valve 110-240V AC | Motorised valves and actuators | H&C | 308
ABV20S/9AR-E2-MO | 2" Actuated Ball Valve 12-24DC OR 24AC | Motorised valves and actuators | H&C | 346
ABV20S/2AR-E2-MO | 2" Actuated Ball Valve 110-240V AC | Motorised valves and actuators | H&C | 363
405WEHT40 | 40mm Butterfly Valve | Motorised valves and actuators | H&C | 186.32
405WEHT50 | 50mm Butterfly Valve | Motorised valves and actuators | H&C | 189
405WEHT65 | 65mm Butterfly Valve | Motorised valves and actuators | H&C | 198
405WEHT80 | 80mm Butterfly Valve | Motorised valves and actuators | H&C | 208
405WEHT100 | 100mm Butterfly Valve | Motorised valves and actuators | H&C | 237
405WEHT125 | 125mm Butterfly Valve | Motorised valves and actuators | H&C | 276
405WEHT150 | 150mm Butterfly Valve | Motorised valves and actuators | H&C | 360
DA1.S | 24v 2-3 Point 16Nm Actuator c/w Aux Switch - To Suit 405WEHT DN40-100 | Motorised valves and actuators | Joventa | 152
DA2.S | 230v 2-3 Point 16Nm Actuator c/w Aux Switch - To Suit 405WEHT DN40-100 | Motorised valves and actuators | Joventa | 195
DAG1.S | 24v 2-3 Point 32Nm Actuator c/w Aux Switch - To Suit 405WEHT DN125-150 | Motorised valves and actuators | Joventa | 169
DAG2.S | 230v 2-3 Point 32Nm Actuator c/w Aux Switch - To Suit 405WEHT DN125-150 | Motorised valves and actuators | Joventa | 255
BF200/HQ020-24 | 200mm Butterfly Valve & 24v Open/Close Actuator c/w Aux Switch | Motorised valves and actuators | HQ | 1447
BF200/HQ020-230 | 200mm Butterfly Valve & 230v Open/Close Actuator c/w Aux Switch | Motorised valves and actuators | HQ | 1447
BF250/HQ030-24 | 250mm Butterfly Valve & 24v Open/Close Actuator c/w Aux Switch | Motorised valves and actuators | HQ | 1792
BF250/HQ030-230 | 250mm Butterfly Valve & 230v Open/Close Actuator c/w Aux Switch | Motorised valves and actuators | HQ | 1792
BF300/HQ050 | 300mm Butterfly Valve & 230v Open/Close Actuator c/w Aux Switch | Motorised valves and actuators | HQ | 2647
BF350/HQ060 | 350mm Butterfly Valve & 230v Open/Close Actuator c/w Aux Switch | Motorised valves and actuators | HQ | 3069
WBF50/HQ005 | 50mm WRAS Butterfly Valve & 230v/24v Open/Close Actuator c/w Aux Switch | Motorised valves and actuators | HQ | 546
WBF65/HQ005 | 65mm WRAS Butterfly Valve & 230v/24v Open/Close Actuator c/w Aux Switch | Motorised valves and actuators | HQ | 556
WBF80/HQ005 | 80mm WRAS Butterfly Valve & 230v/24v Open/Close Actuator c/w Aux Switch | Motorised valves and actuators | HQ | 577
WBF100/HQ005 | 100mm WRAS Butterfly Valve & 230v/24v Open/Close Actuator c/w Aux Switch | Motorised valves and actuators | HQ | 845
WBF125/HQ015 | 125mm WRAS Butterfly Valve | Motorised valves and actuators | HQ | 1535
WBF150/HQ015 | 150mm WRAS Butterfly Valve & 230v/24v Open/Close Actuator c/w Aux Switch | Motorised valves and actuators | HQ | 1669
WBF200/HQ030 | 200mm WRAS Butterfly Valve & 230v/24v Open/Close Actuator c/w Aux Switch | Motorised valves and actuators | HQ | 2194
WBF50/HQ005/BATT | 50mm WRAS Butterfly Valve c/w Failsafe Battery Backup 24v or 230v | Motorised valves and actuators | HQ | 992
WBF65/HQ005/BATT | 65mm WRAS Butterfly Valve c/w Failsafe Battery Backup 24v or 230v | Motorised valves and actuators | HQ | 1010
WBF80/HQ005/BATT | 80mm WRAS Butterfly Valve c/w Failsafe Battery Backup 24v or 230v | Motorised valves and actuators | HQ | 1049
WBF100/HQ005/BATT | 100mm WRAS Butterfly Valve c/w Failsafe Battery Backup 24v or 230v | Motorised valves and actuators | HQ | 1536
WBF50/HQ005/0-10V | 50mm WRAS Butterfly Valve c/w 0-10 Modulation or 24v / 230v Option | Motorised valves and actuators | HQ | 1213
WBF65/HQ005/0-10V | 65mm WRAS Butterfly Valve c/w 0-10 Modulation or 24v / 230v Option | Motorised valves and actuators | HQ | 1235
WBF80/HQ005/0-10V | 80mm WRAS Butterfly Valve c/w 0-10 Modulation or 24v / 230v Option | Motorised valves and actuators | HQ | 1282
WBF100/HQ005/0-10V | 100mm WRAS Butterfly Valve c/w 0-10 Modulation or 24v / 230v Option | Motorised valves and actuators | HQ | 1877
HQ005 | Actuator for 50-100mm Butterfly Valve | Motorised valves and actuators | HQ | 303.85
HQ015 | Actuator for 125-150mm Butterfly Valve | Motorised valves and actuators | HQ | 870.35
HQ030 | Actuator for 200-250mm Butterfly Valve | Motorised valves and actuators | HQ | 1112.4
EA1185A050 | DN50, 20NM FORCE | Motorised valves and actuators | Essco | 470
EA1185A065 | DN65, 35NM FORCE | Motorised valves and actuators | Essco | 550
EA1185A080 | DN80, 35NM FORCE | Motorised valves and actuators | Essco | 580
EA1185A100 | DN100, 55NM FORCE | Motorised valves and actuators | Essco | 710
EA1185A125 | DN125, 85 NM FORCE | Motorised valves and actuators | Essco | 820
EA1185A150 | DN150, 85 NM FORCE | Motorised valves and actuators | Essco | 850
EA1185A200 | DN200, 300 NM FORCE | Motorised valves and actuators | Essco | 1350
EA1185A250 | DN250, 300 NM FORCE | Motorised valves and actuators | Essco | 1650
BSR150 | DN50-DN150 BATTERY BACKUP (FAIL-SAFE) | Motorised valves and actuators | Essco | 390
BSR250 | DN200-DN250 BATTERY BACKUP (FAIL-SAFE) | Motorised valves and actuators | Essco | 460
DPS150 | DN250-DN150 POSITIONER | Motorised valves and actuators | Essco | 330
DPS250 | DN200-DN250 POSITIONER | Motorised valves and actuators | Essco | 590
ME5320 | 0-10v Actuator | Motorised valves and actuators | Spartan Peripheral | 411
ME5330 | 230v Actuator | Motorised valves and actuators | Spartan Peripheral | 464
MVE515-IP65 | 24v 0-10v IP65 Universal Actuator | Motorised valves and actuators | Controlli | 403
MVE215-IP65 | 230v Version | Motorised valves and actuators | Controlli | 424
AG53 | Linkage to suit Satchwell VZ/VSF/MZ/MJF/MZF | Motorised valves and actuators | Controlli | 58
AG60-10 | Linkage to suit Honeywell V176A.b/V5011A | Motorised valves and actuators | Controlli | 105
AG79 | Linkage to suit Honeywell V5011R | Motorised valves and actuators | Controlli | 106
AG66 | Linkage to suit Johnsons VB7816 | Motorised valves and actuators | Controlli | 105
AG60-07 | Linkage to suit Danfoss VF2/VF3 | Motorised valves and actuators | Controlli | 105
AG70-10 | Linkage to suit various Belimo | Motorised valves and actuators | Controlli | 95
AG70-14 | Linkage to suit various Siemens | Motorised valves and actuators | Controlli | 58
ZFCM-215X | 15mm 2P Spring Return Zone Valve, Kv 3.2 | Motorised valves and actuators | Regin | 38
ZFCM-220X | 20mm 2P Spring Return Zone Valve, Kv 4.6 | Motorised valves and actuators | Regin | 48
ZFCM-225X | 25mm 2P Spring Return Zone Valve, Kv 5.7 | Motorised valves and actuators | Regin | 56
ZFCM-232X | 32mm 2P Spring Return Zone Valve, Kv 10 | Motorised valves and actuators | Regin | 99
ZFCM-315X | 15mm 3P Spring Return Zone Valve, Kv 3.2 | Motorised valves and actuators | Regin | 46
ZFCM-320X | 20mm 3P Spring Return Zone Valve, Kv 4.6 | Motorised valves and actuators | Regin | 53
ZFCM-325X | 25mm 3P Spring Return Zone Valve, Kv 5.7 | Motorised valves and actuators | Regin | 58
ZFCM-332X | 32mm 3P Spring Return Zone Valve, Kv 10 | Motorised valves and actuators | Regin | 77
RVAFC-2302 | 230v Actuator - To Suit 2P ZFCM | Motorised valves and actuators | Regin | 55
RVAFC-2303 | 230v Actuator - To Suit 3P ZFCM | Motorised valves and actuators | Regin | 56
DB-VZ2-15 | 15mm 2P Zone Valve, Kv 1.5 | Motorised valves and actuators | Regin | 30.5
DB-VZ2-20 | 20mm 2P Zone Valve, Kv 2.5 | Motorised valves and actuators | Regin | 40
DB-VZ2-25 | 25mm 2P Zone Valve, Kv 4.8 | Motorised valves and actuators | Regin | 45.5
DB-VZ3-15 | 15mm 3P Zone Valve, Kv 1.5 | Motorised valves and actuators | Regin | 30.5
DB-VZ3-20 | 20mm 3P Zone Valve, Kv2.5 | Motorised valves and actuators | Regin | 44.5
DB-VZ3-25 | 25mm 3P Zone Valve, Kv4.8 | Motorised valves and actuators | Regin | 54.5
SM230/CA | 230v Actuator - To Suit DB-V DN15-25 | Motorised valves and actuators | Regin | 41
SM24/CA | 24v Actuator - To Suit DB-V DN15-25 | Motorised valves and actuators | Regin | 41
ZV½” | 1/2" 2P Zone Valve, 230V | Motorised valves and actuators | Banico | 60
ZV¾” | 3/4" 2P Zone Valve, 230V | Motorised valves and actuators | Banico | 63
ZV22 | 22mm 2P Zone Valve, 230V | Motorised valves and actuators | Banico | 63
ZV1” | 1" 2P Zone Valve, 230V | Motorised valves and actuators | Banico | 70
ZV28 | 25mm 2P Zone Valve, 230V | Motorised valves and actuators | Banico | 73
ZVD½” | 1/2" 3P Zone Valve, 230V | Motorised valves and actuators | Banico | 74
ZVD¾” | 3/4" 3P Zone Valve, 230V | Motorised valves and actuators | Banico | 74
ZVD22 | 22mm 3P Zone Valve, 230V | Motorised valves and actuators | Banico | 71
ZVD1” | 1" 3P Zone Valve, 230V | Motorised valves and actuators | Banico | 82
ZVD28 | 25mm 3P Zone Valve, 230V | Motorised valves and actuators | Banico | 75
227-024-05 | 24v 2-3 Point 5Nm Damper Actuator | Motorised valves and actuators | Gruner | 82
227-230-05 | 230v 2-3 Point 5Nm Damper Actuator | Motorised valves and actuators | Gruner | 82
227-024-05-S1 | 24v 2-3 Point 5Nm Damper Actuator c/w Aux Switch | Motorised valves and actuators | Gruner | 95
227-230-05-S1 | 230v 2-3 Point 5Nm Damper Actuator c/w Aux Switch | Motorised valves and actuators | Gruner | 95
227C-024-05 | 24v 0-10v 5Nm Damper Actuator | Motorised valves and actuators | Gruner | 109
227-024-10 | 24v 2-3 Point 10Nm Damper Actuator | Motorised valves and actuators | Gruner | 98
227-230-10 | 230v 2-3 Point 10Nm Damper Actuator | Motorised valves and actuators | Gruner | 98
227-024-10-S1 | 24v 2-3 Point 10Nm Damper Actuator c/w Aux Switch | Motorised valves and actuators | Gruner | 119
227-230-10-S1 | 230v 2-3 Point 10Nm Damper Actuator c/w Aux Switch | Motorised valves and actuators | Gruner | 119
227C-024-10 | 24v 0-10v 10Nm Damper Actuator | Motorised valves and actuators | Gruner | 140
227-024-15 | 24v 2-3 Point 15Nm Damper Actuator | Motorised valves and actuators | Gruner | 109
227-230-15 | 230v 2-3 Point 15Nm Damper Actuator | Motorised valves and actuators | Gruner | 109
227-024-15-S1 | 24v 2-3 Point 15Nm Damper Actuator c/w Aux Switch | Motorised valves and actuators | Gruner | 134
227-230-15-S1 | 230v 2-3 Point 15Nm Damper Actuator c/w Aux Switch | Motorised valves and actuators | Gruner | 134
227C-024-15 | 24v 0-10v 15Nm Damper Actuator | Motorised valves and actuators | Gruner | 150
363-024-20 | 24v 2-3 Point 20Nm Damper Actuator | Motorised valves and actuators | Gruner | 118
363-230-20 | 230v 2-3 Point 20Nm Damper Actuator | Motorised valves and actuators | Gruner | 120
363-024-20-S2 | 24v 2-3 Point 20Nm Damper Actuator c/w Aux Switch | Motorised valves and actuators | Gruner | 147
363-230-20-S2 | 230v 2-3 Point 20Nm Damper Actuator c/w Aux Switch | Motorised valves and actuators | Gruner | 147
363C-024-20 | 24v 0-10v 20Nm Damper Actuator | Motorised valves and actuators | Gruner | 169
363C-024-20-S2 | 24v 0-10v 20Nm Damper Actuator c/w Aux Switch | Motorised valves and actuators | Gruner | 197
361-024-10 | 24v 2 Point Spring Return 10Nm Damper Actuator | Motorised valves and actuators | Gruner | 167
361-230-10 | 230v 2 Point Spring Return 10Nm Damper Actuator | Motorised valves and actuators | Gruner | 197
361-024-10-S2 | 24v 2 Point Spring Return 10Nm Damper Actuator c/w Aux Switch | Motorised valves and actuators | Gruner | 191
361-230-10-S2 | 230v 2 Point Spring Return 10Nm Damper Actuator c/w Aux Switch | Motorised valves and actuators | Gruner | 215
361C-024-10 | 24v 0-10v Spring Return 10Nm Damper Actuator | Motorised valves and actuators | Gruner | 201
361C-024-10-S2 | 24v 0-10v Spring Return 10Nm Damper Actuator c/w Aux Switch | Motorised valves and actuators | Gruner | 215
361-024-20 | 24v 2 Point Spring Return 20Nm Damper Actuator | Motorised valves and actuators | Gruner | 196
361-230-20 | 230v 2 Point Spring Return 20Nm Damper Actuator | Motorised valves and actuators | Gruner | 224
361-024-20-S2 | 24v 2 Point Spring Return 20Nm Damper Actuator c/w Aux Switch | Motorised valves and actuators | Gruner | 217
361-230-20-S2 | 230v 2 Point Spring Return 20Nm Damper Actuator c/w Aux Switch | Motorised valves and actuators | Gruner | 240
361C-024-20 | 24v 0-10v Spring Return 20Nm Damper Actuator | Motorised valves and actuators | Gruner | 224
361C-024-20-S2 | 24v 0-10v Spring Return 20Nm Damper Actuator c/w Aux Switch | Motorised valves and actuators | Gruner | 237
DAN1.SN | 24v 2-3 Point 4Nm Actuator | Motorised valves and actuators | Joventa | 178
DAN2.SN | 230v 2-3 Point 4Nm Actuator | Motorised valves and actuators | Joventa | 182
DAS1.S | 24v 2-3 Point 8Nm Actuator | Motorised valves and actuators | Joventa | 178
DAS2.S | 230v 2-3 Point 8Nm Actuator | Motorised valves and actuators | Joventa | 218
DA1.S | 24v 2-3 Point 16Nm Actuator c/w Aux Switch - To Suit 405WEHT DN40-100 | Motorised valves and actuators | Joventa | 152
DA2.S | 230v 2-3 Point 16Nm Actuator c/w Aux Switch - To Suit 405WEHT DN40-100 | Motorised valves and actuators | Joventa | 195
DAL1.S | 24v 2-3 Point 24Nm Actuator | Motorised valves and actuators | Joventa | 180
DAL2.S | 230v 2-3 Point 24Nm Actuator | Motorised valves and actuators | Joventa | 218
DAG1.S | 24v 2-3 Point 32Nm Actuator c/w Aux Switch - To Suit 405WEHT DN125-150 | Motorised valves and actuators | Joventa | 169
DAG2.S | 230v 2-3 Point 32Nm Actuator c/w Aux Switch - To Suit 405WEHT DN125-150 | Motorised valves and actuators | Joventa | 255
DMN1.2N | 24v 0-10v 4Nm Damper Actuator | Motorised valves and actuators | Joventa | 198
DMS1.1 | 24v 0-10v 8Nm Damper Actuator | Motorised valves and actuators | Joventa | 223
DMS1.1S | 24v 0-10v 8Nm Damper Actuator C/W Aux switch | Motorised valves and actuators | Joventa | 274
DM1.1 | 24v 0-10v 16Nm Damper Actuator | Motorised valves and actuators | Joventa | 216
DM1.1S | 24v 0-10v 16Nm Damper Actuator C/W Aux switch | Motorised valves and actuators | Joventa | 400
DML1.1 | 24v 0-10v 24Nm Damper Actuator | Motorised valves and actuators | Joventa | 210
DML1.1S | 24v 0-10v 24Nm Damper Actuator C/W Aux switch | Motorised valves and actuators | Joventa | 278
DMG1.1 | 24v 0-10v 32Nm Damper Actuator | Motorised valves and actuators | Joventa | 235
DMG1.1S | 24v 0-10v 32Nm Damper Actuator C/W Aux switch | Motorised valves and actuators | Joventa | 632
DBF1.08N | Spring Return 8nm 24v On/Off/Floating Actuator | Motorised valves and actuators | Joventa | 330
DBF1.08SN | Spring Return 8nm 24v On/Off/Floating Actuator c/w Aux | Motorised valves and actuators | Joventa | 450
DAF2.08N | Spring Return 8nm 230v On/Off/Floating Actuator | Motorised valves and actuators | Joventa | 324
DAF2.08SN | Spring Return 8nm 24v On/Off/Floating Actuator c/w Aux | Motorised valves and actuators | Joventa | 380
DA1F | Spring Return 16nm 24v 2 Point Actuator | Motorised valves and actuators | Joventa | 315
DA1FS | Spring Return 16nm 24v 2 Point Actuator c/w Aux | Motorised valves and actuators | Joventa | 324
DA2F | Spring Return 16nm 230v 2 Point Actuator | Motorised valves and actuators | Joventa | 555
DA2FS | Spring Return 16nm 230v 2 Point Actuator c/w Aux | Motorised valves and actuators | Joventa | 595
DMF1.08N | Spring Return 8nm 24v 0-10 Modulating Actuator | Motorised valves and actuators | Joventa | 340
DMF1.08SN | Spring Return 8nm 24v 0-10 Modulating Actuator c/w Aux | Motorised valves and actuators | Joventa | 430
DM1.1F | Spring Return 16nm 24v 0-10 Modulating Actuator | Motorised valves and actuators | Joventa | 410
DM1.1FS | Spring Return 16nm 24v 0-10 Modulating Actuator c/w Aux | Motorised valves and actuators | Joventa | 430
M16-20 | Adaptor | Motorised valves and actuators | Joventa | 5
Blue Bag Large | Large outdoor protective cover suitable for most makes of motorised valves | Motorised valves and actuators | H&C | 28
Blue Bag Small | Small outdoor protective cover suitable for most makes of motorised valves | Motorised valves and actuators | H&C | 22
EV220S 14 | ½ " WRAS Valve Body | Solenoid valves | Danfoss | 62
EV220S 17 | ¾ " WRAS Valve Body | Solenoid valves | Danfoss | 68
EV220S 22 | 1" WRAS Valve Body | Solenoid valves | Danfoss | 99
EV220S 32 | 1¼" WRAS Valve Body | Solenoid valves | Danfoss | 115
EV220S 40 | 1½ " WRAS Valve Body | Solenoid valves | Danfoss | 193
EV220S 50 | 2 " WRAS Valve Body | Solenoid valves | Danfoss | 290
042N7601 | 230VAC Solenoid Coil | Solenoid valves | Danfoss | 0
042N7608 | 24VAC Solenoid Coil | Solenoid valves | Danfoss | 0
042N7617 | 24VDC Solenoid Coil | Solenoid valves | Danfoss | 0
GSW13-230VAC | 15mm WRAS Approved Solenoid Valve, 230v | Solenoid valves | S&S Northern | 64
GSW20-230VAC | 20mm WRAS Approved Solenoid Valve, 230v | Solenoid valves | S&S Northern | 70
GSW25-230VAC | 25mm WRAS Approved Solenoid Valve, 230v | Solenoid valves | S&S Northern | 102
GSW35-30VAC | 32mm WRAS Approved Solenoid Valve, 230v | Solenoid valves | S&S Northern | 198
GSW40-230VAC | 40mm WRAS Approved Solenoid Valve, 230v | Solenoid valves | S&S Northern | 198
GSW50-230VAC | 50mm WRAS Approved Solenoid Valve, 230v | Solenoid valves | S&S Northern | 305
GSW13-24VAC | 15mm WRAS Approved Solenoid Valve, 24v | Solenoid valves | S&S Northern | 64
GSW20-24VAC | 20mm WRAS Approved Solenoid Valve, 24v | Solenoid valves | S&S Northern | 70
GSW25-24VAC | 25mm WRAS Approved Solenoid Valve, 24v | Solenoid valves | S&S Northern | 102
GSW35-24VAC | 32mm WRAS Approved Solenoid Valve, 24v | Solenoid valves | S&S Northern | 198
GSW40-24VAC | 40mm WRAS Approved Solenoid Valve, 24v | Solenoid valves | S&S Northern | 198
GSW50-24VAC | 50mm WRAS Approved Solenoid Valve, 24v | Solenoid valves | S&S Northern | 305
GSW13-24VDC | 15mm WRAS Approved Solenoid Valve, 24v | Solenoid valves | S&S Northern | 64
GSW20-24VDC | 20mm WRAS Approved Solenoid Valve, 24v | Solenoid valves | S&S Northern | 70
GSW25-24VDC | 25mm WRAS Approved Solenoid Valve, 24v | Solenoid valves | S&S Northern | 102
GSW32-24VDC | 32mm WRAS Approved Solenoid Valve, 24v | Solenoid valves | S&S Northern | 198
GSW40-24VDC | 40mm WRAS Approved Solenoid Valve, 24v | Solenoid valves | S&S Northern | 198
GSW50-24VDC | 50mm WRAS Approved Solenoid Valve, 24v | Solenoid valves | S&S Northern | 305
GSW-24V | Spare Coil, 24vac | Solenoid valves | S&S Northern | 28
GSW-230V | Spare Coil, 230vac | Solenoid valves | S&S Northern | 28
GSW-24VDC | Spare Coil, 24vdc | Solenoid valves | S&S Northern | 28
MAGNETS GSW N/C | Designed to convert electronically operated valves into manual | Solenoid valves | S&S Northern | 45
PRE-WIRED PLUGS | 1m, 3m or 5m Cable with or without LED indication | Solenoid valves | S&S Northern | POA
AX-OC-CMPF-VF | FLUSH CEILING MOUNTED OCCUPANCY PIR SENSOR 230V | Solenoid valves | Axio | 48
AX-OC-CMPF-VF24 | FLUSH CEILING MOUNTED OCCUPANCY PIR SENSOR 24V | Solenoid valves | Axio | 48
AX-OC-CW-230VF | Wall Mount Occupancy Sensor 230V Volt Free | Solenoid valves | Axio | 51
AX-OC-CW-24VF | Wall Mount Occupancy Sensor 24V Volt Free | Solenoid valves | Axio | 51
ADPIRSUR360 | 360° SURFACE PIR WHITE 110V-230VAC | Solenoid valves | Castlec | 22
ADPIRFLU360 | 360° FLUSH PIR WHITE 110V - 230VAC | Solenoid valves | Castlec | 22
PU22004AE | 15mm Solenoid Valve, 230v | Solenoid valves | H&C | 92
PU22006AE | 20mm Solenoid Valve, 230v | Solenoid valves | H&C | 100
PU22008AE | 25mm Solenoid Valve, 230v | Solenoid valves | H&C | 125
AD35E | 32mm Solenoid Valve, 230v | Solenoid valves | H&C | 295
AD40E | 40mm Solenoid Valve, 230v | Solenoid valves | H&C | 294
AD50E | 50mm Solenoid Valve, 230v | Solenoid valves | H&C | 585
BFE65D | 65mm Solenoid Valve, 230v | Solenoid valves | H&C | 738
BFE80D | 80mm Solenoid Valve, 230v | Solenoid valves | H&C | 1007.5
BFE100D | 100mm Solenoid Valve, 230v | Solenoid valves | H&C | 1189
BFE125D | 125mm Solenoid Valve, 230v | Solenoid valves | H&C | 1985
BFE150D | 150mm Solenoid Valve, 230v | Solenoid valves | H&C | 2210
BFE200D | 200mm Solenoid Valve, 230v | Solenoid valves | H&C | 5265
BFE250D | 250mm Solenoid Valve, 230v | Solenoid valves | H&C | POA
BFE300D | 300mm Solenoid Valve, 230v | Solenoid valves | H&C | POA
BFE350D | 350mm Solenoid Valve, 230v | Solenoid valves | H&C | POA
SONO40/15/1.5 | 15mm 1.5m3/hr Mbus SONO40 Heat Meter | Metering | Danfoss | POA
SONO40/20/2.5 | 20mm 2.5m3/hr Mbus SONO40 Heat Meter | Metering | Danfoss | POA
SONO40/25/3.5 | 25mm 3.5m3/hr Mbus SONO40 Heat Meter | Metering | Danfoss | POA
SONO40/25/6.0 | 25mm 6m3/hr Mbus SONO40 Heat Meter | Metering | Danfoss | POA
SONO40/40/10 | 40mm 10m3/hr Mbus SONO40 Heat Meter | Metering | Danfoss | POA
SONO40/50/15 | 50mm 15m3/hr Mbus SONO40 Heat Meter | Metering | Danfoss | POA
SONO40/65/25 | 65mm 25m3/hr Mbus SONO40 Heat Meter | Metering | Danfoss | POA
SONO40/80/40 | 80mm 40m3/hr Mbus SONO40 Heat Meter | Metering | Danfoss | POA
SONO40/100/60 | 100mm 60m3/hr Mbus SONO40 Heat Meter | Metering | Danfoss | POA
SONO40/15/1.5 | 15mm 1.5m3/hr Modbus SONO40 Heat Meter | Metering | Danfoss | POA
SONO40/20/2.5 | 20mm 2.5m3/hr Modbus SONO40 Heat Meter | Metering | Danfoss | POA
SONO40/25/3.5 | 25mm 3.5m3/hr Modbus SONO40 Heat Meter | Metering | Danfoss | POA
SONO40/25/6.0 | 25mm 6m3/hr Modbus SONO40 Heat Meter | Metering | Danfoss | POA
SONO40/40/10 | 40mm 10m3/hr Modbus SONO40 Heat Meter | Metering | Danfoss | POA
SONO40/50/15 | 50mm 15m3/hr Modbus SONO40 Heat Meter | Metering | Danfoss | POA
SONO40/65/25 | 65mm 25m3/hr Modbus SONO40 Heat Meter | Metering | Danfoss | POA
SONO40/80/40 | 80mm 40m3/hr Modbus SONO40 Heat Meter | Metering | Danfoss | POA
SONO40/100/60 | 100mm 60m3/hr Modbus SONO40 Heat Meter | Metering | Danfoss | POA
3M TEMP SENSORS | 3m Temperature Sensors for Sono | Metering | Danfoss | POA
5M TEMP SENSORS | 5m Temperature Sensors for Sono | Metering | Danfoss | POA
10M TEMP SENSORS | 10m Temperature Sensors for Sono | Metering | Danfoss | POA
MC403/15/0.6 | 15mm Ultrasonic Energy Meter, Qp 0.6 | Metering | Kamstrup | 480
MC403/15/1.5 | 15mm Ultrasonic Energy Meter, Qp 1.5 | Metering | Kamstrup | 480
MC403/20/2.5 | 20mm Ultrasonic Energy Meter, Qp 2.5 | Metering | Kamstrup | 484
MC403/25/3.5 | 25mm Ultrasonic Energy Meter, Qp 3.5 | Metering | Kamstrup | 658
MC403/25/6 | 25mm 6m3/hr Heat Meter Body | Metering | Kamstrup | 698
MC403/40/10 | 40mm Ultrasonic Energy Meter, Qp 10 | Metering | Kamstrup | 961
MC403/50/15 | 50mm Ultrasonic Energy Meter, Qp 15 | Metering | Kamstrup | 1340
MC603/65/25 | 65mm Ultrasonic Energy Meter, Qp 25 | Metering | Kamstrup | 1694
MC603/80/40 | 80mm Ultrasonic Energy Meter, Qp 40 | Metering | Kamstrup | 1873
MC603/100/60 | 100mm Ultrasonic Energy Meter, Qp 60 | Metering | Kamstrup | 2443
MC603/125/100 | 125mm Ultrasonic Energy Meter, Qp 100 | Metering | Kamstrup | 3027
MC603/150/150 | 150mm Ultrasonic Energy Meter, Qp 150 | Metering | Kamstrup | 4684
MC603/200/400 | 200mm Ultrasonic Energy Meter, Qp 400 | Metering | Kamstrup | 5608
MC603/250/600 | 250mm Ultrasonic Energy Meter, Qp 600 | Metering | Kamstrup | 9026
HC/003/11 | Pulse Card | Metering | Kamstrup | 34
HC/003/20 | MBUS Card | Metering | Kamstrup | 59
HC/003/66 | BACNET Card | Metering | Kamstrup | 133
HC/003/67 | Modbus Card | Metering | Kamstrup | 133
HC/993/09 | Battery Power Supply | Metering | Kamstrup | 30
HC/993/08 | 24V Power Supply | Metering | Kamstrup | 30
HC/993/07 | 230V Power Supply | Metering | Kamstrup | 30
6700000A | 1.5M TEMP LEADS (PAIR) | Metering | Kamstrup | 48
6700000B | 3M TEMP SENSORS KAMSTRUP | Metering | Kamstrup | 57
6700000C | 5M TEMP SENSORS KAMSTRUP | Metering | Kamstrup | 90
6700000D | 10M TEMP SENSORS KAMSTRUP | Metering | Kamstrup | 102
65-57-424 | 1/2" x 65MM POCKETS (PAIR) | Metering | Kamstrup | 24
65-57-427 | 1/2" x 90MM POCKETS (PAIR) | Metering | Kamstrup | 24
65-57-414 | 1/2" x 140MM POCKETS (PAIR) | Metering | Kamstrup | 64
65-56-491 | 1/2" M10 NIPPLE FOR DIRECT SENSOR | Metering | Kamstrup | 11
65-57-492 | 3/4" M10 NIPPLE FOR DIRECT SENSOR | Metering | Kamstrup | 11
30-26-655 | WALL BRACKET FOR MC403 | Metering | Kamstrup | 6
30-26-207 | WALL BRACKET FOR MC603 | Metering | Kamstrup | 4.5
66-99-099 | USB OPTICAL READOUT HEAD WITH HOLDER | Metering | Kamstrup | 352
66-99-035 | USB MODULE PROGRAMMING CABLE | Metering | Kamstrup | 326
U1000EM-PULSE | 22-115mm CLAMP ON ENERGY METER (PULSE OUTPUT) | Metering | Micronics | 2000
U1000EM-MBUS | 22-115mm CLAMP ON ENERGY METER (MBUS OUTPUT) | Metering | Micronics | 2150
U1000EM-MODBUS | 22-115mm CLAMP ON ENERGY METER (MODBUS OUTPUT) | Metering | Micronics | 2150
U1000EM - BACNET | 22-115mm CLAMP ON ENERGY METER (BACNET OUTPUT) | Metering | Micronics | 2230
S15MJC | 15mm WRAS Cold Water Meter c/w Pulse, Qp 2.5 | Metering | Aquamotion | 68
S20MJC | 20mm WRAS Cold Water Meter c/w Pulse, Qp 4 | Metering | Aquamotion | 78
S25MJC | 25mm WRAS Cold Water Meter c/w Pulse, Qp 6.3 | Metering | Aquamotion | 105
S32MJC | 32mm WRAS Cold Water Meter c/w Pulse, Qp 10 | Metering | Aquamotion | 123.5
S40MJC | 40mm WRAS Cold Water Meter c/w Pulse, Qp 16 | Metering | Aquamotion | 229
S50MJC | 50mm WRAS Cold Water Meter c/w Pulse, Qp 25 | Metering | Aquamotion | 268
F50WC | 50mm WRAS Cold Water Meter c/w Pulse, Qp 15 | Metering | Aquamotion | 307
F65WC | 65mm WRAS Cold Water Meter c/w Pulse, Qp 25 | Metering | Aquamotion | 389
F80WC | 80mm WRAS Cold Water Meter c/w Pulse, Qp 40 | Metering | Aquamotion | 419
F100WC | 100mm WRAS Cold Water Meter c/w Pulse, Qp 60 | Metering | Aquamotion | 499.5
F125WC | 125mm WRAS Cold Water Meter c/w Pulse, Qp 100 | Metering | Aquamotion | 659
F150WC | 150mm WRAS Cold Water Meter c/w Pulse, Qp 150 | Metering | Aquamotion | 792
F200WC | 200mm WRAS Cold Water Meter c/w Pulse, Qp 250 | Metering | Aquamotion | 1027
SCREWED SPARE PULSE - COLD | Spare Pulse for Cold Screwed Water Meters | Metering | Aquamotion | 28
FLANGED SPARE PULSE - COLD | Spare Pulse for Cold Flanged Water Meters | Metering | Aquamotion | 278
S15MJH | 15mm Hot Water Meter c/w Pulse, Qp 2.5 | Metering | Aquamotion | 78
S20MJH | 20mm Hot Water Meter c/w Pulse, Qp 4 | Metering | Aquamotion | 91.5
S25MJH | 25mm Hot Water Meter c/w Pulse, Qp 6.3 | Metering | Aquamotion | 129
S32MJH | 32mm Hot Water Meter c/w Pulse, Qp 10 | Metering | Aquamotion | 158.5
S40MJH | 40mm Hot Water Meter c/w Pulse, Qp 16 | Metering | Aquamotion | 251.5
S50MJH | 50mm Hot Water Meter c/w Pulse, Qp 25 | Metering | Aquamotion | 297
F50WH | 50mm Hot Water Meter c/w Pulse, Qp 15 | Metering | Aquamotion | 522
F65WH | 65mm Hot Water Meter c/w Pulse, Qp 25 | Metering | Aquamotion | 526
F80WH | 80mm Hot Water Meter c/w Pulse, Qp 40 | Metering | Aquamotion | 591
F100WH | 100mm Hot Water Meter c/w Pulse, Qp 60 | Metering | Aquamotion | 67.5
F125WH | 125mm Hot Water Meter c/w Pulse, Qp 100 | Metering | Aquamotion | 676
F150WH | 150mm Hot Water Meter c/w Pulse, Qp 150 | Metering | Aquamotion | 834
F200WH | 200mm Hot Water Meter c/w Pulse, Qp 250 | Metering | Aquamotion | 950.5
SCREWED SPARE PULSE - HOT | Spare Pulse for Hot Screwed Water Meters | Metering | Aquamotion | 27
FLANGED SPARE PULSE - HOT | Spare Pulse for Hot Flanged Water Meters | Metering | Aquamotion | 27
GSD8-I/15SJC | 15mm 2.5m3/hr 50c Single Jet c/w Mbus / Pulse Water Meter | Metering | B Meters | 25.5
GSD8-I/20SJC | 20mm 4m3/hr 50c Single Jet c/w Mbus / Pulse Water Meter | Metering | B Meters | 33
GSD8-I/15SJH | 15mm 2.5m3/hr 90c Single Jet c/w Mbus / Pulse Water Meter | Metering | B Meters | 25.5
GSD8-I/20SJH | 20mm 4m3/hr 90c Single Jet c/w Mbus / Pulse Water Meter | Metering | B Meters | 33
GSD-I/PULSE | Reed Switch Pulse Output | Metering | B Meters | 15
IWM-TX5 | Wireless M-Bus Output | Metering | B Meters | 41
IWM-LR5 | LoRaWAN Output | Metering | B Meters | 44
GSD8-RFM/15SJC | 15mm 2.5m3/hr 50c Single Jet c/w Mbus / Pulse Water Meter | Metering | B Meters | 25
GSD8-RFM/20SJC | 20mm 4m3/hr 50c Single Jet c/w Mbus / Pulse Water Meter | Metering | B Meters | 33
GSD8-RFM/15SJH | 15mm 2.5m3/hr 90c Single Jet c/w Mbus / Pulse Water Meter | Metering | B Meters | 25
GSD8-RFM/20SJH | 20mm 4m3/hr 90c Single Jet c/w Mbus / Pulse Water Meter | Metering | B Meters | 33
RFM-MB1 | Wired M-Bus Output | Metering | B Meters | 37
RFM-TX1 | Wireless M-Bus Output | Metering | B Meters | 45
GMDM-I/15MJC | 15mm 2.5m3/hr 50c Multi Jet Water Meter | Metering | B Meters | 55
GMDM-I/20MJC | 20mm 4m3/hr 50c Multi Jet Water Meter | Metering | B Meters | 59
GMDM-I/25MJC | 25mm 6.3m3/hr 50c Multi Jet Water Meter | Metering | B Meters | 94
GMDM-I/32MJC | 32mm 10m3/hr 50c Multi Jet Water Meter | Metering | B Meters | 104
GMDM-I/40MJC | 40mm 16m3/hr 50c Multi Jet Water Meter | Metering | B Meters | 207
GMDM-I/50MJC | 50mm 25m3/hr 50c Multi Jet Water Meter | Metering | B Meters | 241
GMDM-I/F50MJC | 50mm 25m3/hr 50c Multi Jet Water Meter | Metering | B Meters | 159
GMDM-I/15MJH | 15mm 2.5m3/hr 90c Multi Jet Water Meter | Metering | B Meters | 63
GMDM-I/20MJH | 20mm 4m3/hr 90c Multi Jet Water Meter | Metering | B Meters | 76
GMDM-I/25MJH | 25mm 6.3m3/hr 90c Multi Jet Water Meter | Metering | B Meters | 124
GMDM-I/32MJH | 32mm 10m3/hr 90c Multi Jet Water Meter | Metering | B Meters | 132
GMDM-I/40MJH | 40mm 16m3/hr 90c Multi Jet Water Meter | Metering | B Meters | 254
GMDM-I/50MJH | 50mm 25m3/hr 90c Multi Jet Water Meter | Metering | B Meters | 292
GMDM-I/F50MJH | 50mm 25m3/hr 90c Multi Jet Water Meter | Metering | B Meters | 188
IWM-PL3 | Pulse Output | Metering | B Meters | 48
IWM-MB3 | Wired M-Bus Output | Metering | B Meters | 60
IWM-TX3 | Wireless M-Bus Output | Metering | B Meters | 63
IWM-LR3 | LoRaWAN Output | Metering | B Meters | 80
WDE-K50/50WC | 50mm 40m3/hr 50c Woltman Bulk Water Meter | Metering | B Meters | 219
WDE-K50/65WC | 65mm 63m3/hr 50c Woltman Bulk Water Meter | Metering | B Meters | 247
WDE-K50/80WC | 80mm 100m3/hr 50c Woltman Bulk Water Meter | Metering | B Meters | 278
WDE-K50/100WC | 100mm 160m3/hr 50c Woltman Bulk Water Meter | Metering | B Meters | 333
WDE-K50/125WC | 125mm 160m3/hr 50c Woltman Bulk Water Meter | Metering | B Meters | 434
WDE-K50/150WC | 150mm 250m3/hr 50c Woltman Bulk Water Meter | Metering | B Meters | 588
WDE-K50/200WC | 200mm 400m3/hr 50c Woltman Bulk Water Meter | Metering | B Meters | 772
WDE-K50/50WH | 50mm 40m3/hr 90c Woltman Bulk Water Meter | Metering | B Meters | 282
WDE-K50/65WH | 65mm 63m3/hr 90c Woltman Bulk Water Meter | Metering | B Meters | 321
WDE-K50/80WH | 80mm 100m3/hr 90c Woltman Bulk Water Meter | Metering | B Meters | 359
WDE-K50/100WH | 100mm 160m3/hr 90c Woltman Bulk Water Meter | Metering | B Meters | 431
WDE-K50/125WH | 125mm 160m3/hr 90c Woltman Bulk Water Meter | Metering | B Meters | 557
WDE-K50/150WH | 150mm 250m3/hr 90c Woltman Bulk Water Meter | Metering | B Meters | 704
WDE-K50/200WH | 200mm 400m3/hr 90c Woltman Bulk Water Meter | Metering | B Meters | 914
IWM-PL4 | Pulse Output | Metering | B Meters | 63
IWM-MB4 | Wired M-Bus Output | Metering | B Meters | 73
IWM-TX4 | Wireless M-Bus Output | Metering | B Meters | 73
IWM-LR4 | LoRaWAN Output | Metering | B Meters | 87
V200-015 | 15mm WRAS Volumetric Cold Water Meter | Metering | Elster | 76
V200-020 | 20mm WRAS Volumetric Cold Water Meter | Metering | Elster | 117
V200-025 | 25mm WRAS Volumetric Cold Water Meter | Metering | Elster | 280
V200-032 | 32mm WRAS Volumetric Cold Water Meter | Metering | Elster | 402
V200-040 | 40mm WRAS Volumetric Cold Water Meter | Metering | Elster | 480
PR6-1-1 | Inductive Pulse Module For V200, 1:1 | Metering | Elster | 72
PR6-1-10 | Inductive Pulse Module For V200, 1:10 | Metering | Elster | 72
PR6-1-100 | Inductive Pulse Module For V200, 1:100 | Metering | Elster | 77
FALCON | M-Bus/Pulse Wired | Metering | Elster | 107
TPR11 | Wireless M-Bus | Metering | Elster | 132
H4000-040-LP | 40mm WRAS Woltmann Cold Water Meter | Metering | Elster | 1075
H4000-050-LP | 50mm WRAS Woltmann Cold Water Meter | Metering | Elster | 945
H4000-065-SP | 65mm WRAS Woltmann Cold Water Meter | Metering | Elster | 1120
H4000-080-SP | 80mm WRAS Woltmann Cold Water Meter | Metering | Elster | 1135
H4000-100-SP | 100mm WRAS Woltmann Cold Water Meter | Metering | Elster | 1520
H4000-125-SP | 125mm WRAS Woltmann Cold Water Meter | Metering | Elster | 1810
H4000-150-SP | 150mm WRAS Woltmann Cold Water Meter | Metering | Elster | 2750
H4000-200-SP | 200mm WRAS Woltmann Cold Water Meter | Metering | Elster | 3380
H4000-250-SP | 250mm WRAS Woltmann Cold Water Meter | Metering | Elster | 5425
H4000-300-SP | 300mm WRAS Woltmann Cold Water Meter | Metering | Elster | 7960
PR7-10-10 | Inductive Pulse Module For H4000, 10:10 | Metering | Elster | 209
PR7-1-10 | Inductive Pulse Module For H4000, 1:10 | Metering | Elster | 215
PR7-1-100 | Inductive Pulse Module For H4000, 1:100 | Metering | Elster | 199
FALCON | M-Bus/Pulse Wired | Metering | Elster | 107
TPR7 | Wireless M-Bus | Metering | Elster | 202
JS130 NK 6.3 | 25mm 130C Hot Water Meter c/w Pulse | Metering | H&C | 273
JS130 NK 10 | 32mm 130C Hot Water Meter c/w Pulse | Metering | H&C | 294
JS130 NK 16 | 40mm 130C Hot Water Meter c/w Pulse | Metering | H&C | 320
MWN130 NK50 | 50mm 130C Hot Water Meter c/w Pulse | Metering | H&C | 504
MWN130 NK65 | 65mm 130C Hot Water Meter c/w Pulse | Metering | H&C | 525
MWN130 NK80 | 80mm 130C Hot Water Meter c/w Pulse | Metering | H&C | 672
MWN130 NK100 | 100mm 130C Hot Water Meter c/w Pulse | Metering | H&C | 766
MWN130 NK150 | 150mm 130C Hot Water Meter c/w Pulse | Metering | H&C | 1312
PADPULS M1 | Pulse to M-Bus Converter, Single Channel | Metering | H&C | 114
ISMA-B-81 | 8 CHANNEL PULSE TO MODBUS CONVERTER | Metering | ISMA | 340
M-BUS TO MODBUS | M-Bus to Modbus Converter | Metering | H&C | 795
LPS12 | Pulse Splitter | Metering | H&C | 98
WEBLOG 250 | Web Enabled M-Bus Master for up to 250 Meters | Metering | H&C | 3000
MR003USB | M-Bus Mikro-Master with USB Cable for Laptops, for 10 Devices | Metering | H&C | 357
GPW60 | M-BUS REMOTE DISPLAY WITH KEYBOARD / LCD AND LEVEL CONVERTER FOR 60 DEVICES WITH RS232C/RS485, CASE FOR WALL MOUNTING, WITH INTERNAL POWER SUPPLY FOR 230VAC | Metering | H&C | 930
CHATTERBOX-E | Chatterbox Isolation Barrier Relay | Metering | H&C | 640
MBM-M210X00 | M-Bus Master Multiport 250D with Display for 250 Devices | Metering | H&C | 950
WMA | CONTROL AND MEASUREMENT OF COLD WATER SUPPLY | Metering | Essco | POA
WMCA | COMPACT ASSEMBLY FOR THE ISOLATION AND METERING OF COLD WATER SUPPLY | Metering | Essco | POA
UG-G4P | 3/4" Gas Merer C/W Pulsed Output | Metering | Sigma | 124
UG-G6P | 25mm Diaphragm Gas Meter c/w Pulse, G6 | Metering | Sigma | 204
UG-G10P | 32mm Diaphragm Gas Meter c/w Pulse, G10 | Metering | Sigma | 467
UG-G16P | 40mm Diaphragm Gas Meter c/w Pulse, G16 | Metering | Sigma | 625
UG-G25P | 50mm Diaphragm Gas Meter c/w Pulse, G25 | Metering | Sigma | 836
QA10 | 1" QA Gas 1.6m3/hr Turbine Meter C/W Pulsed Output | Metering | Elster | 1340
QA16 | 1" QA 2m3/hr Gas Turbine Meter C/W Pulsed Output | Metering | Elster | 1392
QA40-40 | 1 1/2" QA 5m3/hr Gas Turbine Meter C/W Pulsed Output | Metering | Elster | 1516
IGTM50/65 | 50mm Turbine Gas Meter c/w Pulse, G65 | Metering | Vemmtec | 1187
IGTM65/100 | 65mm Turbine Gas Meter c/w Pulse, G100 | Metering | Vemmtec | 1251
IGTM80/160 | 80mm Turbine Gas Meter c/w Pulse, G160 | Metering | Vemmtec | 1327
IGTM80/250 | 80mm Turbine Gas Meter c/w Pulse, G250 | Metering | Vemmtec | 1237
IGTM100/250 | 100mm Turbine Gas Meter c/w Pulse, G250 | Metering | Vemmtec | 1508
IGTM100/400 | 100mm Turbine Gas Meter c/w Pulse, G400 | Metering | Vemmtec | 1508
IGTM150/650 | 150mm Turbine Gas Meter c/w Pulse, G650 | Metering | Vemmtec | 2325.5
IGTM150/1000 | 150mm Turbine Gas Meter c/w Pulse, G1000 | Metering | Vemmtec | 2378
IGTM200/1000 | 200mm Turbine Gas Meter c/w Pulse, G1000 | Metering | Vemmtec | 3610
IGTM200/1600 | 200mm Turbine Gas Meter c/w Pulse, G1600 | Metering | Vemmtec | 3610
FMR40 | 40mm Rotary Gas Meter c/w Pulse | Metering | FMG | 1486.5
FMR50 | 50mm Rotary Gas Meter c/w Pulse | Metering | FMG | 1699
FMR80 | 80mm Rotary Gas Meter c/w Pulse | Metering | FMG | 2336
FMR100 | 100mm Rotary Gas Meter c/w Pulse | Metering | FMG | 2625
FMR150 | 150 Rotary Gas Meter c/w Pulse | Metering | FMG | 4778
VZ04 RV | 4mm 01-80l/hr Oil Meter c/w Pulsed output | Metering | H&C | 759
VZ08 RV | 8mm 4-200l/hr Oil Meter c/w Pulsed output | Metering | H&C | 1114
VZ015 RV | 15mm 15-600l/hr Oil Meter c/w Pulsed output | Metering | H&C | 1856
VZ020 RV | 20mm 30-1500l/hr Oil Meter c/w Pulsed output | Metering | H&C | 2199
VZ025 RV | 25mm 75-3000l/hr Oil Meter c/w Pulsed output | Metering | H&C | 2530
VZ040 RV | 40mm 225-9000l/hr Oil Meter c/w Pulsed output | Metering | H&C | 4290
VZ050 RV | 50mm 750-30000l/hr Oil Meter c/w Pulsed output | Metering | H&C | 8690
MERLIN WDP | Water Leak Detection Panel, 230v, For 2 Pulse Meters | Waterleak | S&S Northern | 1299
WCM | WATER CHECK MONITOR | Waterleak | S&S Northern | 445
WLM CONTROL MODULE | CONTROL MODULE | Waterleak | S&S Northern | 325
WLMZ2 | 2 ZONE CENTRAL CONTROL UNIT FOR CONNECTION TO THE WLM MODULE | Waterleak | S&S Northern | 350
WLMZ4 | 4 ZONE CENTRAL CONTROL UNIT FOR CONNECTION TO THE WLM MODULE | Waterleak | S&S Northern | 600
WLM CABLE - 2m | 2 core Water Leak Detection Cable - 2m | Waterleak | S&S Northern | 40
WLM CABLE - 5m | 2 core Water Leak Detection Cable - 5m | Waterleak | S&S Northern | 69
WLM CABLE - 10m | 2 core Water Leak Detection Cable - 10m | Waterleak | S&S Northern | 117
WLM CABLE - 15m | 2 core Water Leak Detection Cable - 15m | Waterleak | S&S Northern | 178
WLM CABLE - 25m | 2 core Water Leak Detection Cable - 25m | Waterleak | S&S Northern | 283
WLM CABLE -4 CORE - 5m | 5 METRE 2 CORE WATER LEAK CABLE (INCLUDING 2M LEAD WIRE) | Waterleak | S&S Northern | 150
WLM CABLE -4 CORE - 10m | 10 METRE 2 CORE WATER LEAK CABLE (INCLUDING 2M LEAD WIRE) | Waterleak | S&S Northern | 280
WLM CABLE -4 CORE - 20m | 20 METRE 4 CORE WATER LEAK CABLE (FAULT DETECTION INCLUDED) | Waterleak | S&S Northern | 525
WLM CABLE -4 CORE - 50m | 50 METRE 4 CORE WATER LEAK CABLE (FAULT DETECTION INCLUDED) | Waterleak | S&S Northern | 1320
WLM CABLE -4 CORE - 100m | 100 METRE 4 CORE WATER LEAK CABLE (FAULT DETECTION INCLUDED) | Waterleak | S&S Northern | 2550
WLM CABLE - LEAD WIRE | Lead Wire for Connection with Water Leak Cable & Merlin WLD | Waterleak | S&S Northern | 42
WLM - PUCK/PROBE | Water Leak Puck/Probe for Connection to Merlin WLD | Waterleak | S&S Northern | 120
AX-WLD2-24 | Water Leak Detection Module, 1 or 2 Zone, 24v | Waterleak | Axio | 48
AX-WLD2-230 | Water Leak Detection Module, 1 or 2 Zone, 230v | Waterleak | Axio | 59
AX-WLD2-24-A | Water Leak Detection Module, 1 or 2 Zone, 24v, with Alarm Buzzer | Waterleak | Axio | 56
AX-WLD2-230-A | Water Leak Detection Module, 1 or 2 Zone, 230v, with Alarm Buzzer | Waterleak | Axio | 71
AX-WCS-EL005 | CABLE SENSOR FOR WLD, 5M CABLE 3M HEADER | Waterleak | Axio | 43
AX-WCS-EL010 | CABLE SENSOR FOR WLD, 10M CABLE 3M HEADER | Waterleak | Axio | 74
AX-WCS-EL015 | CABLE SENSOR FOR WLD, 15M CABLE 3M HEADER | Waterleak | Axio | 95
AX-WCS-EL020 | CABLE SENSOR FOR WLD, 20M CABLE 3M HEADER | Waterleak | Axio | 115
AX-WCS-XX | Customer specified cable and header length - Ask Office | Waterleak | Axio | POA
AX-WPS | POINT SENSOR FOR WLD | Waterleak | Axio | 24.5
AX-WRS1 | RAIN SENSOR WITH 1M CABLE FOR WLD | Waterleak | Axio | 68
AX-WLD-DTA | Drip Tray, Single Zone | Waterleak | Axio | 99
AX-WLD | Enclosure - To Suit WLD | Waterleak | Axio | 32
AX-WLDF-24 | 4 zone module 24v | Waterleak | Axio | 160.5
AX-WLDF-230 | 4 zone module 230v | Waterleak | Axio | 160.5
AX-WLDF-C2 | cable sensor 2 meter | Waterleak | Axio | 40
AX-WLDF-C5 | cable sensor 5 meter | Waterleak | Axio | 58
AX-WLDF-C10 | cable sensor 10 meter | Waterleak | Axio | 78
AX-WLDF-C15 | cable sensor 15 meter | Waterleak | Axio | 98
AX-WLDF-C20 | cable sensor 20 meter | Waterleak | Axio | 118
AX-WLDF-CXX | cable sensor specify >250m | Waterleak | Axio | POA
AX-WLDF-P2 | Point Sensor 2 meter | Waterleak | Axio | 31
AX-WLDF-P5 | Point Sensor 5 meter | Waterleak | Axio | 37
LDM1/24 | LIQUID DETECTION MODULE WITH CHANGE OVER RELAY FOR RAIN/FLOOD APPLICATIONS 24V SUPPLY | Waterleak | Titan Products | 67.6
LDM1/240 | LIQUID DETECTION MODULE WITH CHANGE OVER RELAY FOR RAIN/FLOOD APPLICATIONS 240V SUPPLY | Waterleak | Titan Products | 83.2
TPFD/P | LIQUID/FLOOD DETECTOR PROBES STAINLESS STEEL WITH IP65 TERMINATION BOX | Waterleak | Titan Products | 34.4
TPRD1 | RAIN DETECTOR IP65 HOUSING FOR USE WITH LDM MODULES | Waterleak | Titan Products | 32.3
TPRD1/A | RAIN DETECTOR IP65 HOUSING COMPATIBLE WITH OUR NATURAL VENTILATION BACNET CONTROLLERS. | Waterleak | Titan Products | 92.6
VVK2 | DIN RAIL WATER LEAKAGE RELAY IP20 | Waterleak | Produal | 155
LPH10 | WATER LEAKAGE RELAY - WALL MOUNTED | Waterleak | Produal | 121
VVA1 | SENSOR WITH CONNECTION BOX, EG, ON FLOOR AND DRIP TRAY | Waterleak | Produal | 72
VVA2 | SENSOR WITH 2M CABLE | Waterleak | Produal | 76
VVA3 | SENSOR WITH 2M CABLE AND ADHESIVE TAPE. | Waterleak | Produal | 55
VVN1 | SENSOR 1M SENSOR BAND AND 2M CABLE | Waterleak | Produal | 64
VVN2 | SENSOR 2M SENSOR BAND AND 2M CABLE | Waterleak | Produal | 79
VMR1-2 | 15mm Gas Solenoid Valve, Auto Reset, 230v | Gas solenoid valves and ancilleries | Elektrogas | 68.5
VMR2-2 | 20mm Gas Solenoid Valve, Auto Reset, 230v | Gas solenoid valves and ancilleries | Elektrogas | 95.5
VMR3-2 | 25mm Gas Solenoid Valve, Auto Reset, 230v | Gas solenoid valves and ancilleries | Elektrogas | 101
VMR35-2 | 32mm Gas Solenoid Valve, Auto Reset, 230v | Gas solenoid valves and ancilleries | Elektrogas | 141.5
VMR4-2 | 40mm Gas Solenoid Valve, Auto Reset, 230v | Gas solenoid valves and ancilleries | Elektrogas | 144
VMR6-2 | 50mm Gas Solenoid Valve, Auto Reset, 230v | Gas solenoid valves and ancilleries | Elektrogas | 193
VMR7-2 | 65mm Gas Solenoid Valve, Auto Reset, 230v | Gas solenoid valves and ancilleries | Elektrogas | 418.5
VMR8-2 | 80mm Gas Solenoid Valve, Auto Reset, 230v | Gas solenoid valves and ancilleries | Elektrogas | 474
VMR9-2 | 100mm Gas Solenoid Valve, Auto Reset, 230v | Gas solenoid valves and ancilleries | Elektrogas | 950
VMR93-2 | 125mm Gas Solenoid Valve, Auto Reset, 230v | Gas solenoid valves and ancilleries | Elektrogas | 1950
VMR95-2 | 150mm Gas Solenoid Valve, Auto Reset, 230v | Gas solenoid valves and ancilleries | Elektrogas | 2200
VMH7 | 65mm Electro Hydraulic Gas Valve, 230v, with PCS Switch | Gas solenoid valves and ancilleries | Elektrogas | 1107
VMH8 | 80mm Electro Hydraulic Gas Valve, 230v, with PCS Switch | Gas solenoid valves and ancilleries | Elektrogas | 1267
VMH9 | 100mm Electro Hydraulic Gas Valve, 230v, with PCS Switch | Gas solenoid valves and ancilleries | Elektrogas | 1427
VMH93 | 125mm Electro Hydraulic Gas Valve, 230v, with PCS Switch | Gas solenoid valves and ancilleries | Elektrogas | 2127
VMH95 | 150mm Electro Hydraulic Gas Valve, 230v, with PCS Switch | Gas solenoid valves and ancilleries | Elektrogas | 2266
VMH98 | 200mm Electro Hydraulic Gas Valve, 230v, with PCS Switch | Gas solenoid valves and ancilleries | Elektrogas | 4028
VMH910 | 250mm Electro Hydraulic Gas Valve, 230v, with PCS Switch | Gas solenoid valves and ancilleries | Elektrogas | 6721
VMH912 | 300mm Electro Hydraulic Gas Valve, 230v, with PCS Switch | Gas solenoid valves and ancilleries | Elektrogas | 7679
VMR01 -OTN | ¼" Pilot Gas Valve, 230v | Gas solenoid valves and ancilleries | Elektrogas | 42
VMR02-OTN | 3/4" Pilot Gas Valve, 230v | Gas solenoid valves and ancilleries | Elektrogas | 48
VMR1-2-OTN | ½" Pilot Gas Valve, 230v | Gas solenoid valves and ancilleries | Elektrogas | 39
EVRM-NC - ½” | 15mm Gas Solenoid Valve, Manual Reset, 230v | Gas solenoid valves and ancilleries | Elektrogas | 70
EVRM-NC - ¾” | 20mm Gas Solenoid Valve, Manual Reset, 230v | Gas solenoid valves and ancilleries | Elektrogas | 79
EVRM-NC - 1’ | 25mm Gas Solenoid Valve, Manual Reset, 230v | Gas solenoid valves and ancilleries | Elektrogas | 81.5
EVRM-NC - 1¼” | 32mm Gas Solenoid Valve, Manual Reset, 230v | Gas solenoid valves and ancilleries | Elektrogas | 121.5
EVRM-NC - 1½” | 40mm Gas Solenoid Valve, Manual Reset, 230v | Gas solenoid valves and ancilleries | Elektrogas | 128
EVRM-NC - 2” | 50mm Gas Solenoid Valve, Manual Reset, 230v | Gas solenoid valves and ancilleries | Elektrogas | 161
EVRM-NC - 2½” | 65mm Gas Solenoid Valve, Manual Reset, 230v | Gas solenoid valves and ancilleries | Elektrogas | 565
EVRM-NC -3" | 80mm Gas Solenoid Valve, Manual Reset, 230v | Gas solenoid valves and ancilleries | Elektrogas | 618
EVRM-NC - 4” | 100mm Gas Solenoid Valve, Manual Reset, 230v | Gas solenoid valves and ancilleries | Elektrogas | 819
EVRM-NC - 5” | 125mm Gas Solenoid Valve, Manual Reset, 230v | Gas solenoid valves and ancilleries | Elektrogas | 1478
EVRM-NC - 6” | 150mm Gas Solenoid Valve, Manual Reset, 230v | Gas solenoid valves and ancilleries | Elektrogas | 1638
EVRM-NC - 8” | 200mm Gas Solenoid Valve, Manual Reset, 230v | Gas solenoid valves and ancilleries | Elektrogas | 2781
EVRM-NC - 10” | 250mm Gas Solenoid Valve, Manual Reset, 230v | Gas solenoid valves and ancilleries | Elektrogas | 4136
EVRM-NC - 12” | 300mm Gas Solenoid Valve, Manual Reset, 230v | Gas solenoid valves and ancilleries | Elektrogas | 4542
PCS3 | CPI Switch - To Suit VMR/EVRM DN20-25 | Gas solenoid valves and ancilleries | Elektrogas | 54
PCS4 | CPI Switch - To Suit VMR/EVRM DN32-40 | Gas solenoid valves and ancilleries | Elektrogas | 54
PCS6 | CPI Switch - To Suit VMR/EVRM DN50 | Gas solenoid valves and ancilleries | Elektrogas | 54
PCS8 | CPI Switch - To Suit VMR/EVRM DN65-80 | Gas solenoid valves and ancilleries | Elektrogas | 54
PCS9 | CPI Switch - To Suit VMR/EVRM DN100 | Gas solenoid valves and ancilleries | Elektrogas | 54
PCS95 | CPI Switch - To Suit VMR/EVRM DN125-150 | Gas solenoid valves and ancilleries | Elektrogas | 54
PCS98 | CPI Switch - To Suit EVRM DN200 | Gas solenoid valves and ancilleries | Elektrogas | 54
PCS910 | CPI Switch - To Suit EVRM DN250 | Gas solenoid valves and ancilleries | Elektrogas | 54
PCS912 | CPI Switch - To Suit EVRM DN300 | Gas solenoid valves and ancilleries | Elektrogas | 54
VMR1930.2110 | Spare Coil - To Suit VMR DN15 | Gas solenoid valves and ancilleries | Elektrogas | 45
VMR1930.1311 | Spare Coil - To Suit VMR DN20-25 | Gas solenoid valves and ancilleries | Elektrogas | 85
VMR1930.1416 | Spare Coil - To Suit VMR DN32-50 | Gas solenoid valves and ancilleries | Elektrogas | 160
VMR1930.1812 | Spare Coil - To Suit VMR DN65-80 | Gas solenoid valves and ancilleries | Elektrogas | 220
VMR1930.1912 | Spare Coil - To Suit VMR DN100 | Gas solenoid valves and ancilleries | Elektrogas | 780
VMR1930.1990 | Spare Coil - To Suit VMR DN125-150 | Gas solenoid valves and ancilleries | Elektrogas | 1300
EVRM1930.3110 | Spare Coil - To Suit EVRM DN15-50 | Gas solenoid valves and ancilleries | Elektrogas | 40
EVRM1930.3120 | Spare Coil - To Suit EVRM DN65-80 | Gas solenoid valves and ancilleries | Elektrogas | 45
EVRM1930.3130 | Spare Coil - To Suit EVRM DN100-200 | Gas solenoid valves and ancilleries | Elektrogas | 110
EVRM1930.3135 | Spare Coil - To Suit EVRM DN250-300 | Gas solenoid valves and ancilleries | Elektrogas | 120
BH98 | Spare Head - To Suit VMH DN125-200 | Gas solenoid valves and ancilleries | Elektrogas | 1575
BH912 | Spare Head - To Suit VMH DN250-300 | Gas solenoid valves and ancilleries | Elektrogas | 1800
GSV-15-230V | 1/2" 230v, 4 Test Point Gas Valve | Gas solenoid valves and ancilleries | Goldseal | 71
GSV-20-230V | 3/4" 230v, 4 Test Point Gas Valve | Gas solenoid valves and ancilleries | Goldseal | 100
GSV-25-230V | 1" 230v, 4 Test Point Gas Valve | Gas solenoid valves and ancilleries | Goldseal | 115
GSV-32-230V | 1 1/4" 230v, 4 Test Point Gas Valve | Gas solenoid valves and ancilleries | Goldseal | 146
GSV-40 -230V | 1 1/2" 230v, 4 Test Point Gas Valve | Gas solenoid valves and ancilleries | Goldseal | 170
GSV-50-230V | 2" 230v, 4 Test Point Gas Valve | Gas solenoid valves and ancilleries | Goldseal | 210
GSV-65-230V | 65mm" 230v, 4 Test Point Gas Valve | Gas solenoid valves and ancilleries | Goldseal | 520
GSV-80-230V | 80mm" 230v, 4 Test Point Gas Valve | Gas solenoid valves and ancilleries | Goldseal | 560
GSV-100-230V | 100mm" 230v, 4 Test Point Gas Valve | Gas solenoid valves and ancilleries | Goldseal | 1020
CPI SWITCH 3/4" - 1" | CPI SWITCH | Gas solenoid valves and ancilleries | Goldseal | 60
CPI SWITCH 1 1/4" - 1 1/2" | CPI SWITCH | Gas solenoid valves and ancilleries | Goldseal | 60
CPI SWITCH 2" | CPI SWITCH | Gas solenoid valves and ancilleries | Goldseal | 60
CPI SWITCH 2 1/2", 3", 4" | CPI SWITCH | Gas solenoid valves and ancilleries | Goldseal | 60
KOB | Knock Off Button | Gas solenoid valves and ancilleries | H&C | 10.8
KR-KOB | Knock Off Button c/w Key Reset | Gas solenoid valves and ancilleries | H&C | 20
SHROUDED KOB | Shrouded Knock Off Button | Gas solenoid valves and ancilleries | H&C | 36
EKO-1 | REMOTE EM STOP BUTTON YELLOW, SHROUDED C/W RESET KEY | Gas solenoid valves and ancilleries | Goldseal | 12.5
ETL | Thermal Link, Metal Box Type | Gas solenoid valves and ancilleries | H&C | 10.8
RG2MDN15 | 1/2" Madas Gas Regulator 500mbar max inlet 9-28 mbar outlet | Gas solenoid valves and ancilleries | Madas | 80
RG2MDN20 | 3/4" Madas Gas Regulator 500mbar max inlet 9-28 mbar outlet | Gas solenoid valves and ancilleries | Madas | 84
RG2MDN25 | 1" Gas Regulator 500mbar max inlet 9-28 mbar outlet | Gas solenoid valves and ancilleries | Madas | 84
RG2MDN30 | 1.1/4"" Madas Gas Regulator 500mbar max inlet 13-23 mbar outlet | Gas solenoid valves and ancilleries | Madas | 178
RG2MDN40 | 1.1/2" Gas Regulator 500mbar max inlet 13-23 mbar outlet | Gas solenoid valves and ancilleries | Madas | 178
RG2MDN50 | 2" Madas Gas Regulator 500mbar inlet 13-23 mbar Outlet | Gas solenoid valves and ancilleries | Madas | 255
RG2MDN65 | RG/2M DN65 PN16 Gas Regulator 500mbar inlet 13-27 mbar Outlet | Gas solenoid valves and ancilleries | Madas | 815
RG2MDN80 | 80mm PN16 Madas Gas Regulator 500Mbar inlet13-27 Mbar Outlet | Gas solenoid valves and ancilleries | Madas | 815
RG2MDN100 | DN100 PN16 Gas Regulator 500mbar inlet 15 - 27mbar outlet | Gas solenoid valves and ancilleries | Madas | 1355
RG2MDN150 | DN150 PN16 Gas Regulator Max inlet 500mbar 15-30mbar outlet | Gas solenoid valves and ancilleries | Madas | 6500
FILTERGAS/25 | FM25mm/1" gas filter 2 Bar 50 Micron | Gas solenoid valves and ancilleries | Madas | 47
FILTERGAS/30 | FM 30mm/1-1/4" Screwed Gas Fiter 2 Bar max 50 Microns | Gas solenoid valves and ancilleries | Madas | 58
FILTERGAS/40 | FM 40mm/1.1/2" Screwed Gas Filter 2 Bar max 50 Microns | Gas solenoid valves and ancilleries | Madas | 55
FILTERGAS/50 | FM 50mm/2" Gas Filter 2 Bar 50 Micron | Gas solenoid valves and ancilleries | Madas | 76
FILTERGAS/65 | FM 65mm PN16 Gas Filter 2 bar ,50 Micron | Gas solenoid valves and ancilleries | Madas | 278
FILTERGAS/80 | FM 80mm/3" Gas Filter 2 Bar 50 Micron | Gas solenoid valves and ancilleries | Madas | 294
FILTERGAS/100 | FM 100mm /4" Gas Filter 2 Bar with Test Nipple 50 Micron | Gas solenoid valves and ancilleries | Madas | 458
FILTERGAS/125 | FM 125mm/5" PN 16 Gas Filter 2 Bar 10 Micron | Gas solenoid valves and ancilleries | Madas | 1085
FILTERGAS/150 | FM 150mm/6" PN 16 Gas Filter 2 Bar 10 Micron | Gas solenoid valves and ancilleries | Madas | 1110
FILTERGAS/200 | FM 200mm/8" PN 16 Gas Filter 2 Bar 10 Micron | Gas solenoid valves and ancilleries | Madas | 3170
1000V | Gas Proving & Optional Ventilation Interlocking c/w Pressure Transmitter | Gas Proving | S&S Northern | 705
1000V+ | Gas Proving, Electric Isolation & Optional Ventilation Interlocking C/W Pressure Transmitter | Gas Proving | S&S Northern | 745
1000VW+ | Gas Proving, Electric Isolation & Optional Ventilation & Water Interlocking C/W Pressure Transmitter | Gas Proving | S&S Northern | 785
TRANSMITTER | Transmitter | Gas Proving | S&S Northern | 170
3000S | Kitchen Ventilation Interlocking Systems | Gas Proving | S&S Northern | 1950
2000X | Gas Proving & Current Monitoring System | Gas Proving | S&S Northern | 1020
2000S | GAS VENTILATION IINTERLOCK - GAS PROVING - AIR PD & CURRENT SENSING C/W PRESSURE TRANSMITTER | Gas Proving | S&S Northern | 920
CT1250 | Gas Ventilation Interlock, 2 Channel Current Sensor | Gas Proving | S&S Northern | 400
CT1200S | Gas Ventilation Interlock, Air PD Compatible | Gas Proving | S&S Northern | 330
PM2+ | 2 Channel Current Sensor For Merlin | Gas Proving | S&S Northern | 275
930-80 | Air Differential Pressure Switch, 0.2-3mbar | Gas Proving | H&C | 13
DUCT KIT | 2X SPIGGOTS & 2M TUBE | Gas Proving | S&S Northern | 1.95
CS1 | Single Current Switch | Gas Proving | S&S Northern | 123
CS2 | Dual Current Switch | Gas Proving | S&S Northern | 165
OPTICAL SENSOR | TO DETECT SMOKE/STEAM - TO SEND SIGNAL BACK TO CONTROL PANEL | Gas Proving | S&S Northern | 405
GG-PT00 | GasGuard System | Gas Proving | Flamefast | 379
SG-PT00 | ServiceGuard System(Gas,Water & Elec) | Gas Proving | Flamefast | 379
SGE-PT00 | ServiceGuard System(Gas & Elec) | Gas Proving | Flamefast | 379
SGW-PT00 | ServiceGuard System(Gas & Water) | Gas Proving | Flamefast | 379
BG-PO | BoilerGuard Panel Only (Non-proving) | Gas Proving | Flamefast | 316
BG-PT00 | BoilerGuard comes with Pressure Transmitter | Gas Proving | Flamefast | 379
GM-PO | GasMonitor Panel (16 Channel) | Gas Proving | Flamefast | 316
GM-RD | Remote Display Unit (for use with BG & GM only) | Gas Proving | Flamefast | 126
VGP-PO | VentGuard Plus Panel comes with Integral Current Monitors | Gas Proving | Flamefast | 263
KOB | Knock Off Button | Gas Proving | H&C | 10.8
RSTOP-C | Remote Emergency Stop Button - Call Point | Gas Proving | Flamefast | 10.5
RSTOP-COV | RSTOP lift up cover | Gas Proving | Flamefast | 5.5
930-80 | Air Differential Pressure Switch, 0.2-3mbar | Gas Proving | H&C | 13
DUCT KIT | 2X SPIGGOTS & 2M TUBE | Gas Proving | S&S Northern | 1.95
FCMON | Fan Current Monitor - 3 Channel | Gas Proving | Flamefast | 84
FSC-M6 | Fan Speed Controller - Manual (6A) | Gas Proving | Flamefast | 95
ETL | Thermal Link, Metal Box Type | Gas Proving | H&C | 10.8
CABLE1 | Cable - 2x Screened Pairs (0.33mm2) - Belden 8723 equiv. | Gas Proving | Flamefast | 74
GG-COM | BACNET/MODBUS ADD ON MODULE FOR GAS GUARD/SERVICE GUARD | Gas Proving | Flamefast | 63
TR-CO2TL | CO2 INTERLOCK FOR GAS GUARD/ SERVICE GUARD | Gas Proving | Flamefast | 127
CO2M | CO2 INTERLOCK FOR VENT GUARD | Gas Proving | Flamefast | 127
1000BH | 2 Zone Gas Detection & Gas Proving System | Gas Detection | S&S Northern | 858
GDP2 | 2 Zone Gas Detection System | Gas Detection | S&S Northern | 333
GDP4 | 4 Zone Gas Detection System | Gas Detection | S&S Northern | 522
GDP2X | 8 Zone Gas Detection System | Gas Detection | S&S Northern | 530
GDPX+ | 16 Zone Gas Detection System and Gas Pressure Proving c/w Modbus PROVING WITH MODBUS COMPATIBILITY | Gas Detection | S&S Northern | 1225
MERLIN CH4 - CO | DUAL GAS DETECTION SYSTEM - TFT COLOUR SCREEN CO & NAT GAS | Gas Detection | S&S Northern | 280
MERLIN LPG - CO | DUAL GAS DETECTION SYSTEM - TFT COLOUR SCREEN CO & LPG | Gas Detection | S&S Northern | 280
500S | Single Utility Control | Gas Detection | S&S Northern | 343
500S+ | Dual Utility Control | Gas Detection | S&S Northern | 365
FAB1 | Fire Alarm Bypass | Gas Detection | S&S Northern | 294
SOUNDER ALARM BEACON | Sounder Alarm Beacon | Gas Detection | S&S Northern | 158
NG- I | 24V AC/DC NATURAL GAS DETECTOR, 0-10V OUTPUT, 2X VFC SWITCH, LEDS ON FRONT FASCIA | Gas Detection | S&S Northern | 152
CO- I | 24V AC/DC CARBON MONOXIDE DETECTOR, 0-10V OUTPUT, 2X VFC SWITCH, LEDS ON FRONT FASCIA | Gas Detection | S&S Northern | 152
LPG -I | 24V AC/DC LPG DETECTOR, 0-10V OUTPUT, 2X VFC SWITCH, LEDS ON FRONT FASCIA | Gas Detection | S&S Northern | 152
H2- I | 24V AC/DC H2 DETECTOR, 0-10V OUTPUT, 2X VFC SWITCH, LEDS ON FRONT FASCIA | Gas Detection | S&S Northern | 152
CO2 -I | 24V AC/DC CARBON DIOXIDE DETECTOR, 0-10V OUTPUT, 2X VFC SWITCH, LEDS ON FRONT FASCIA | Gas Detection | S&S Northern | 173
O2- I | 24V AC/DC O2 DETECTOR, 0-10V OUTPUT, 2X VFC SWITCH, LEDS ON FRONT FASCIA | Gas Detection | S&S Northern | 500
NO2- I | 24V AC/DC NO2 DETECTOR, 0-10V OUTPUT, 2X VFC SWITCH, LEDS ON FRONT FASCIA | Gas Detection | S&S Northern | 182
NG -IS | 24V AC/DC NATURAL GAS DETECTOR, 0-10V OUTPUT, 2X VFC SWITCH, LEDS ON FRONT FASCIA | Gas Detection | S&S Northern | 175
CO -IS | 24V AC/DC CARBON MONOXIDE DETECTOR, 0-10V OUTPUT, 2X VFC SWITCH, LEDS ON FRONT FASCIA | Gas Detection | S&S Northern | 175
LPG -IS | 24V AC/DC LPG DETECTOR, 0-10V OUTPUT, 2X VFC SWITCH, LEDS ON FRONT FASCIA | Gas Detection | S&S Northern | 175
H2- IS | 24V AC/DC H2 DETECTOR, 0-10V OUTPUT, 2X VFC SWITCH, LEDS ON FRONT FASCIA | Gas Detection | S&S Northern | 175
CO2 -IS | 24V AC/DC CARBON DIOXIDE DETECTOR, 0-10V OUTPUT, 2X VFC SWITCH, LEDS ON FRONT FASCIA | Gas Detection | S&S Northern | 187
O2- IS | 24V AC/DC O2 DETECTOR, 0-10V OUTPUT, 2X VFC SWITCH, LEDS ON FRONT FASCIA | Gas Detection | S&S Northern | 510
NO2- IS | 24V AC/DC NO2 DETECTOR, 0-10V OUTPUT, 2X VFC SWITCH, LEDS ON FRONT FASCIA | Gas Detection | S&S Northern | 220
GD SERIES 100 | Dual CO & NO2 monitor with RS485 BACnet ms/tp communication. | Gas Detection | S&S Northern | 385
BG-PO | BOILERGUARD – GAS DETECTION SYSTEM (24 CHANNEL) | Gas Detection | Flamefast | 316
BG-PT00 | BOILERGUARD – GAS DETECTION SYSTEM (24 CHANNEL) C/W PRESSURE TRANSMITTER | Gas Detection | Flamefast | 379
BG-LT | BOILERGUARD LITE - GAS DETECTION SYSTEM (4 CHANNEL) | Gas Detection | Flamefast | 263
FGS-NG | NATURAL GAS | Gas Detection | Flamefast | 116
FGS-CO | CARBON MONOXIDE | Gas Detection | Flamefast | 116
FGS-LPG | LPG | Gas Detection | Flamefast | 116
FGS-H2 | HYDROGEN | Gas Detection | Flamefast | 148
FGS-NO2 | NITROGEN DIOXIDE | Gas Detection | Flamefast | 148
FGS-CO2 | CARBON DIOXIDE | Gas Detection | Flamefast | 127
FGS-O2 | OXYGEN | Gas Detection | Flamefast | 264
FGS-NH3 | AMONIA | Gas Detection | Flamefast | POA
FGS-CL2 | CHLORINE | Gas Detection | Flamefast | POA
FGS-SO2 | SULPHUR DIOXIDE | Gas Detection | Flamefast | POA
FGS-SF6 | SULFUR HEXAFLUORIDE | Gas Detection | Flamefast | POA
DFGS-CO | CARBON MONOXIDE | Gas Detection | Flamefast | 179
DFGS-NG | NATURAL GAS | Gas Detection | Flamefast | 179
DFGS-LPG | LPG | Gas Detection | Flamefast | 179
DFGS-H2 | HYDROGEN | Gas Detection | Flamefast | 211
DFGS-NO2 | NITROGEN DIOXIDE | Gas Detection | Flamefast | 211
DFGS-CO2 | CARBON DIOXIDE | Gas Detection | Flamefast | 190
DFGS-O2 | OXYGEN | Gas Detection | Flamefast | 327
DFGS-NH3 | AMONIA | Gas Detection | Flamefast | POA
DFGS-CL2 | CHLORINE | Gas Detection | Flamefast | POA
DFGS-SO2 | SULPHUR DIOXIDE | Gas Detection | Flamefast | POA
DFGS-SF6 | SULFUR HEXAFLUORIDE | Gas Detection | Flamefast | POA
CAL-GAS | CALIBRATION GAS (110L) - CO & NG (OTHER GASES ON REQUEST | Gas Detection | Flamefast | 220
CAL-KIT | CALIBRATION KIT (FIXED FLOW REGULATOR, HOOD & HOSE) | Gas Detection | Flamefast | 220
AVT24B | Traffic Light Alarm - Audible and Visual (24v) - Black | Gas Detection | Flamefast | 127
AVT24G | Traffic Light Alarm - Audible and Visual (24v) - Grey | Gas Detection | Flamefast | 127
PS-24D | 24vdc Power Supply (Boxed) - 2A | Gas Detection | Flamefast | 105
BUMP TEST KIT | 34L Natural Gas Bottle, 34L Carbon Monoxide Bottle, Weeping Valve, Carry Case | Gas Detection | S&S Northern | 785
34L CARBON MONOXIDE BOTTLE ONLY | 34L 500pm Carbon Monoxide Bottle Only | Gas Detection | S&S Northern | 195
34L NATURAL GAS BOTTLE ONLY | 34L 0.75% Natural Gas Bottle Only | Gas Detection | S&S Northern | 195
BX150 | Gas Detector, Single Channel, Panel Mount | Gas Detection | Duomo | 332
GS100M | Gas Detector, Single Channel, Panel/Wall Mount | Gas Detection | Duomo | 330
GS300-MC | Gas Detector, 3 Channel, Panel/Wall Mount, with Display | Gas Detection | Duomo | 538
BX444-MC | Gas Detector, 4 Channel, Panel/Wall Mount, with Display | Gas Detection | Duomo | 580
BX308 | Gas Detector, 8 Channel, Panel/Wall Mount, with Display | Gas Detection | Duomo | 985
BX316 | Gas Detector, 16 Channel, Wall Mount, with Display | Gas Detection | Duomo | 1400
BXI32 | 32 Channel Gas Detection Panel Wall Mount With Display | Gas Detection | Duomo | 1571
SGM595 | Natural Gas Sensor, Auto Calibrating, IP55 - To Suit Duomo Gas Detectors | Gas Detection | Duomo | 165
SGM595-LPG | LPG Sensor, Auto Calibrating, IP55 - To Suit Duomo Gas Detectors | Gas Detection | Duomo | 165
SG500 | Natural Gas Sensor, IP30 - To Suit Duomo Gas Detectors | Gas Detection | Duomo | 106
CO100AR | Carbon Monoxide Sensor, IP55 - To Suit Duomo Gas Detectors or Stand Alone | Gas Detection | Duomo | 268
CO200/DUCT | Carbon Monoxide Sensor, Duct Mounted, IP30 - To Suit Duomo Gas Detectors | Gas Detection | Duomo | 425
HCF100 | Freon Sensor, R134A - To Suit Duomo Gas Detectors | Gas Detection | Duomo | 240
HCF100D | Duct Refrigerant Sensor | Gas Detection | Duomo | 875
HCF100A | Industrial Refrigerent Sensor | Gas Detection | Duomo | 385
SG870 | Wall Mount, Oxygen Sensor | Gas Detection | Duomo | 700
SG880 | Wall Mount, Carbon Dioxide Sensor | Gas Detection | Duomo | 902
SG895 ATEX | Wall Mount, Hydrogen Sensor | Gas Detection | Duomo | 680
GS920 | Natural Gas Sensor, Stand Alone | Gas Detection | Duomo | 145
GS920 LPG | Natural Gas & LPG Sensor, Stand Alone | Gas Detection | Duomo | 145
CHCO | Natural Gas & Carbon Monoxide Sensor, Stand Alone | Gas Detection | Duomo | 175
CO233A (WITH DISPLAY) | DUOMO CARBON MONOXIDE SENSORS (STAND ALONE SENSOR) FOR USE IN BOILER HOUSE/CAR PARKS 12-24VDC SUPPLY | Gas Detection | Duomo | 451
CO100AR | Carbon Monoxide Sensor, IP55 - To Suit Duomo Gas Detectors or Stand Alone | Gas Detection | Duomo | 268
GAS CANNISTER (12 LITRE) | GAS CANNISTER (12 LITRE) | Gas Detection | S&S Northern | 128
LPG GAS CANNISTER (12 LITRE) | LPG GAS CANNISTER (12 LITRE) | Gas Detection | S&S Northern | 128
CO CANNISTER (12 LITRE) | CO CANNISTER (12 LITRE) | Gas Detection | S&S Northern | 128
REUSABLE VALVE FOR ABOVE | Reusable Test Valve for Gas Cannisters | Gas Detection | Duomo | 134
COLLECTING CONE | Gas Collecting Cone | Gas Detection | Duomo | 153
AF126 | 230v Audible Flashing Alarm | Gas Detection | Duomo | 232
AX-GS-CM-VR-65 | Carbon Monoxide Sensor c/w Relay, Stand Alone | Gas Detection | Axio | 146
AX-GS-CM-VRL-65 | Carbon Monoxide Sensor c/w Relay & Display, Stand Alone | Gas Detection | Axio | 178
AX-GS-CM-M | CO Sensor with Modbus Output | Gas Detection | Axio | 111
AX-GS-ND-V | Nitrogen Dioxide Sensor | Gas Detection | Axio | 125
RSVR410A | 24V/230V Refrigerant R410A Detector - Optional LED | Gas Detection | S&S Northern | 695
RSVR410A-MOD | 24V/230V Refrigerant R410A Detector - Optional LED - MODBUS (Suitable for use with the Merlin GDP2X & Merlin GDPX+) | Gas Detection | S&S Northern | 717
RSVR410A-BAC | 24V/230V Refrigerant R410A Detector - Optional LED - BACNET | Gas Detection | S&S Northern | 717
RSVR32 | 24V/230V Refrigerant R32 Detector - Optional LED | Gas Detection | S&S Northern | 695
RSVR32-MOD | 24V/230V Refrigerant R32 Detector - Optional LED - MODBUS (Suitable for use with the Merlin GDP2X & Merlin GDPX+) | Gas Detection | S&S Northern | 717
RSVR32-BAC | 24V/230V Refrigerant R32 Detector - Optional LED - BACNET | Gas Detection | S&S Northern | 717
RSVR134A | 24V/230V Refrigerant R134A Detector - Optional LED | Gas Detection | S&S Northern | 695
RSVR134A-MOD | 24V/230V Refrigerant R134A Detector - Optional LED - MODBUS (Suitable for use with the Merlin GDP2X & Merlin GDPX+) | Gas Detection | S&S Northern | 717
RSVR134A-BAC | 24V/230V Refrigerant R134A Detector - Optional LED - BACNET | Gas Detection | S&S Northern | 717
RSVR1234ZE | 24V/230V Refrigerant R1234ZE Detector - Optional LED | Gas Detection | S&S Northern | 695
RSVR1234ZE-MOD | 24V/230V Refrigerant R1234ZE Detector - Optional LED - MODBUS (Suitable for use with the Merlin GDP2X & Merlin GDPX+) | Gas Detection | S&S Northern | 717
RSVR1234ZE-BAC | 24V/230V Refrigerant R1234ZE Detector - Optional LED - BACNET | Gas Detection | S&S Northern | 717
RSVR1234YF | 24V/230V Refrigerant R1234YF Detector - Optional LED | Gas Detection | S&S Northern | 695
RSVR1234YF-MOD | 24V/230V Refrigerant R1234YF Detector - Optional LED - MODBUS (Suitable for use with the Merlin GDP2X & Merlin GDPX+) | Gas Detection | S&S Northern | 717
RSVR1234YF-BAC | 24V/230V Refrigerant R1234YF Detector - Optional LED - BACNET | Gas Detection | S&S Northern | 717
RSVR404A | 24V/230V Refrigerant R404A Detector - Optional LED | Gas Detection | S&S Northern | 695
RSVR404A-MOD | 24V/230V Refrigerant R404A Detector - Optional LED - MODBUS (Suitable for use with the Merlin GDP2X & Merlin GDPX+) | Gas Detection | S&S Northern | 717
RSVR404A-BAC | 24V/230V Refrigerant R404A Detector - Optional LED - BACNET | Gas Detection | S&S Northern | 717
RSVR407C | 24V/230V Refrigerant R407C Detector - Optional LED | Gas Detection | S&S Northern | 695
RSVR407C-MOD | 24V/230V Refrigerant R407C Detector - Optional LED - MODBUS (Suitable for use with the Merlin GDP2X & Merlin GDPX+) | Gas Detection | S&S Northern | 717
RSVR407C-BAC | 24V/230V Refrigerant R407C Detector - Optional LED - BACNET | Gas Detection | S&S Northern | 717
RSVR454A | 24V/230V Refrigerant R454A Detector - Optional LED | Gas Detection | S&S Northern | 695
RSVR454A-MOD | 24V/230V Refrigerant R454A Detector - Optional LED - MODBUS (Suitable for use with the Merlin GDP2X & Merlin GDPX+) | Gas Detection | S&S Northern | 717
RSVR454A-BAC | 24V/230V Refrigerant R454A Detector - Optional LED - BACNET | Gas Detection | S&S Northern | 717
RSVR454B | 24V/230V Refrigerant R454B Detector - Optional LED | Gas Detection | S&S Northern | 695
RSVR454B-MOD | 24V/230V Refrigerant R454B Detector - Optional LED - MODBUS (Suitable for use with the Merlin GDP2X & Merlin GDPX+) | Gas Detection | S&S Northern | 717
RSVR454B-BAC | 24V/230V Refrigerant R454B Detector - Optional LED - BACNET | Gas Detection | S&S Northern | 717
RSVR454C | 24V/230V Refrigerant R454C Detector - Optional LED | Gas Detection | S&S Northern | 695
RSVR454C-MOD | 24V/230V Refrigerant R454C Detector - Optional LED - MODBUS (Suitable for use with the Merlin GDP2X & Merlin GDPX+) | Gas Detection | S&S Northern | 717
RSVR454C-BAC | 24V/230V Refrigerant R454C Detector - Optional LED - BACNET | Gas Detection | S&S Northern | 717
RSVR455A | 24V/230V Refrigerant R455A Detector - Optional LED | Gas Detection | S&S Northern | 695
RSVR455A-MOD | 24V/230V Refrigerant R455A Detector - Optional LED - MODBUS (Suitable for use with the Merlin GDP2X & Merlin GDPX+) | Gas Detection | S&S Northern | 717
RSVR455A-BAC | 24V/230V Refrigerant R455A Detector - Optional LED - BACNET | Gas Detection | S&S Northern | 717
FGS-REF | UNIVERSAL REFRIGERANT SENSOR (WALL MOUNT) | Gas Detection | Flamefast | 632
DFGS - REF | UNIVERSAL REFRIGERANT SENSOR (DUCT MOUNT) | Gas Detection | Flamefast | 695
BA/RLD | WALL MOUNTED VERSION | Gas Detection | Bapi | 410
BA/RLD-D-BB | DUCT MOUNTED VERSION | Gas Detection | Bapi | 350
TP-UI-RO | BACnet temperature set point and fan speed adjust with temperature and humidity monitoring | CO2 | Titan Products | 207
TP-UI-RO-CO2 | BACnet temperature set point adjust and fan speed adjust with CO2 temperature and humidity monitoring | CO2 | Titan Products | 286
TP-RS-RHT-V-10K3 | Room Temperature & Humidity Sensor 0-10V | CO2 | Titan Products | 92.9
TP-RS-RHT-MA-10K3 | Room Temperature & Humidity Sensor 4-20mA | CO2 | Titan Products | 140.4
TP-RS-CO2RHT-V-10K3 | Room CO2 Temp & Humidity Sensor 0-10V - No Led | CO2 | Titan Products | 149.8
TP-RS-CO2RHT-V-10K3-H | Room CO2 Temp & Humidity Sensor 0-10V - Halo Led | CO2 | Titan Products | 177.9
TP-RS-RHT-BMS | Room Temperature & Humidity Sensor 0-10V Bacnet/Modbus | CO2 | Titan Products | 118.6
TP-RS-CO2RHT-BMS | Room CO2 Temperature & Humidity Sensor 0-10V Bacnet/Modbus - No LED | CO2 | Titan Products | 174.8
TP-RS-CO2RHT-BMS-H | Room CO2 Temperature & Humidity Sensor 0-10V Bacnet/Modbus - Halo LED | CO2 | Titan Products | 196.6
TP-RS-RHT-TPZ | TPZ-Net Wireless Room Humidity & Temperature Sensor | CO2 | Titan Products | 153
TP-RS-CO2RHT-TPZ | TPZ-Net Wireless Room CO2 Humidity & Temp Sensor - With LED | CO2 | Titan Products | 208
TP-IND-CO2 | Wireless Room CO2 Indicator | CO2 | Titan Products | 141
TP-DS-CO2RHT-V-10K3 | ROOM CO2 TEMPERATURE & HUMIDITY SENSOR (0-10V CO2, DUAL 0-10V AND 10K3A1 TEMP AND 0-10V HUMIDITY) - NO LED | CO2 | Titan Products | 202.8
TP-DS-CO2RHT-BMS | ROOM CO2 TEMPERATURE & HUMIDITY SENSOR - NO LED | CO2 | Titan Products | 227.8
GMW87 | WALL MOUNT CO2 TRANSMITTER IP64 | CO2 | Vaisala | 340
GMW88 | WALL MOUNT CO2 TRANSMITTER IP64 | CO2 | Vaisala | 348
GMD110 | DUCT MOUNT CO2 TRANSMITTER IP64 | CO2 | Vaisala | 551
GMW83RP | CO2+RH+T WALL MOUNT TRANSMITTER | CO2 | Vaisala | 265
GMW83DRP | CO2+RH+T WALL MOUNT TRANSMITTER W/DISP | CO2 | Vaisala | 309
GMW83 | CO2+T WALL MOUNT TRANSMITTER 0-10V | CO2 | Vaisala | 206
GMW83A | CO2+T WALL MOUNT TRANSMITTER LED 0-10V | CO2 | Vaisala | 234
GMW83D | CO2+T WALL MOUNT TRANSMITTER DISPLAY 0-10V | CO2 | Vaisala | 248
GMW84 | CO2+T WALL MOUNT TRANSMITTER 2-20MA | CO2 | Vaisala | 206
GMW84S | CO2+T WALL MOUNT TRANSMITTER 2-20MA W/RELAY | CO2 | Vaisala | 234
XMW85CO2RHT | CO2+RH+T WALL MOUNT MODBUS NON-DISPLAY | CO2 | Vaisala | 258
XMW85CO2RHT-D | CO2+RH+T WALL MOUNT MODBUS WITH DISPLAY | CO2 | Vaisala | 293
RSCO21 | 24V CO2 Monitor, 0-10V & Thermistor Output, Blank Fascia | CO2 | S&S Northern | 175
RSCO2T1 | 24V CO2 & Temp Monitor, 2x 0-10V & Thermistor Output, Blank Fascia | CO2 | S&S Northern | 204
RSCO2TH1 | 24V CO2, Temp & RH Monitor, 3x 0-10V & Thermistor Output, Blank Fascia | CO2 | S&S Northern | 204
RST1 | 24V Temp Monitor, 0-10V & Thermistor Output, Blank Fascia | CO2 | S&S Northern | 117
RSTH1 | 24V Temp & RH Monitor, 2x 0-10V & Thermistor Output, Blank Fascia | CO2 | S&S Northern | 117
RSCO21-MOD | 24V CO2 Monitor, 0-10V & Thermistor Output, ,MODBUS, Blank Fascia | CO2 | S&S Northern | 204
RSCO2T1-MOD | 24V CO2 & Temp Monitor, 2x 0-10V & Thermistor Output, MODBUS, Blank Fascia | CO2 | S&S Northern | 235
RSCO2TH1-MOD | 24V CO2, Temp & RH Monitor, 3x 0-10V & Thermistor Output, MODBUS, Blank Fascia | CO2 | S&S Northern | 235
RST1-MOD | 24V Temp Monitor, 0-10V & Thermistor Output, MODBUS, Blank Fascia | CO2 | S&S Northern | 146
RSTH1-MOD | 24V Temp & RH Monitor, 2x 0-10V & Thermistor Output, MODBUS, Blank Fascia | CO2 | S&S Northern | 146
RSCO21-BAC | 24V CO2 Monitor, 0-10V & Thermistor Output, ,BACNET, Blank Fascia | CO2 | S&S Northern | 204
RSCO2T1-BAC | 24V CO2 & Temp Monitor, 2x 0-10V & Thermistor Output, BACNET, Blank Fascia | CO2 | S&S Northern | 235
RSCO2TH1-BAC | 24V CO2, Temp & RH Monitor, 3x 0-10V & Thermistor Output, BACNET, Blank Fascia | CO2 | S&S Northern | 235
RST1-BAC | 24V Temp Monitor, 0-10V & Thermistor Output, BACNET, Blank Fascia | CO2 | S&S Northern | 146
RSTH1-BAC | 24V Temp & RH Monitor, 2x 0-10V & Thermistor Output, BACNET, Blank Fascia | CO2 | S&S Northern | 146
RSCO22 | 24V CO2 Monitor, 0-10V & Thermistor Output, Traffic Light LED | CO2 | S&S Northern | 175
RSCO2T2 | 24V CO2 & Temp Monitor, 2x 0-10V & Thermistor Output, Traffic Light LED | CO2 | S&S Northern | 204
RSCO2TH2 | 24V CO2, Temp & RH Monitor, 3x 0-10V & Thermistor Output, Traffic Light LED | CO2 | S&S Northern | 204
DRSCO21 | 24V CO2 Monitor, 0-10V & Thermistor Output, Blank Fascia (Duct) | CO2 | S&S Northern | 246
DRSCO21-MOD | 24V CO2 Monitor, 0-10V & Thermistor Output, ,MODBUS, Blank Fascia (Duct) | CO2 | S&S Northern | 277
DRSCO21-BAC | 24V CO2 Monitor, 0-10V & Thermistor Output, ,BACNET, Blank Fascia (Duct) | CO2 | S&S Northern | 277
DRSVCO21 | 230V CO2 Monitor, 0-10V & Thermistor Output, Blank Fascia (Duct) | CO2 | S&S Northern | 262
DRSVCO2-MOD | 230V CO2 Monitor, 0-10V & Thermistor Output, ,MODBUS, Blank Fascia (Duct) | CO2 | S&S Northern | 292
DRSVCO2-BAC | 230V CO2 Monitor, 0-10V & Thermistor Output, ,BACNET, Blank Fascia (Duct) | CO2 | S&S Northern | 292
RSIAQ-MOD | 24VAC/DC Indoor Air Quality Sensor - MODBUS (PM1, PM2.5, PM10, VOC, RH, CO2) - Blank | CO2 | S&S Northern | 606
RSIAQS-MOD | 24VAC/DC Indoor Air Quality Sensor - MODBUS (PM1, PM2.5, PM10, VOC, RH, CO2) - TFT Display | CO2 | S&S Northern | 654
RSIAQ-BAC | 24VAC/DC Indoor Air Quality Sensor - BACNET (PM1, PM2.5, PM10, VOC, RH, CO2) - Blank | CO2 | S&S Northern | 606
RSIAQS-BAC | 24VAC/DC Indoor Air Quality Sensor - BACNET (PM1, PM2.5, PM10, VOC, RH, CO2) - TFT Display | CO2 | S&S Northern | 654
CO2 -I Detector | 24 AC/DC CO2 detector, 0-10V output, 2 x VFC switch, LEDS in front fascia | CO2 | S&S Northern | 175
CO2 -IS Detector | 24VAC/DC CO2 detector, 0-10V output, 2 x VFC switch, TFT Screen | CO2 | S&S Northern | 187
Merlin CO2 24hr AVG TFT | MERLIN CO2 24HR AVG TFT MONITOR FOR SCOTTISH TECHNICAL HANDBOOK 3.14.2 | CO2 | S&S Northern | 170
CO2M | Co2, Temp & Rh Monitor Complete With Relay (230 Vac) | CO2 | Flamefast | 127
CO2M-AQ | Co2, Tvoc, Temp A& Rh Monitor Complete With Relay (230 Vac) | CO2 | Flamefast | 190
TR-CO2T | Transmitter - Co2 & Temp | CO2 | Flamefast | 106
TR-CO2TL | Transmitter - Co2 & Temp Complete With Lcd | CO2 | Flamefast | 127
TR-CO2TH | Transmitter - Co2, Temp & Rh | CO2 | Flamefast | 116
TR-CO2THL | Transmitter - Co2, Temp & Rh Complete With Lcd | CO2 | Flamefast | 137
TR-AQT | Transmitter - Tvoc & Temp | CO2 | Flamefast | 106
TR-AQTL | Transmitter - Tvoc & Temp Complete With Lcd | CO2 | Flamefast | 127
TR-AQTH | Transmitter - Tvoc, Temp & Rh | CO2 | Flamefast | 116
TR-AQTHL | Transmitter - Tvoc, Temp & Rh Complete With Lcd | CO2 | Flamefast | 137
TR-TH | Transmitter - Temp & Rh | CO2 | Flamefast | 64
TR-THL | Transmitter - Temp & Rh Complete With Lcd | CO2 | Flamefast | 85
TR-T | Transmitter - Temp | CO2 | Flamefast | 53
TR-TL | Transmitter - Temp Complete With Lcd | CO2 | Flamefast | 74
DTR-CO2 | Duct Transmitter - Co2 | CO2 | Flamefast | 168
DTR-CO2TH | Duct Transmitter - Co2, Temp & Rh | CO2 | Flamefast | 189
DTR-AQ | Duct Transmitter - Tvoc | CO2 | Flamefast | 168
DTR-AQTH | Duct Transmitter - Tvoc, Temp & Rh | CO2 | Flamefast | 189
DTR-TH | Duct Transmitter - Temp & Rh | CO2 | Flamefast | 147
SS-TH | Smart Sensor - Temp & Rh | CO2 | Flamefast | 84
SS-CO2TH | Smart Sensor - Co2, Temp & Rh | CO2 | Flamefast | 147
SS-AQTH | Smart Sensor - Tvoc, Temp & Rh | CO2 | Flamefast | 147
SS-CO2AQTH | Smart Sensor - Co2, Tvoc, Temp & Rh | CO2 | Flamefast | 210
SS-THL | Smart Sensor - Temp & Rh Comlpete With Lcd | CO2 | Flamefast | 105
SS-CO2THL | Smart Sensor - Co2, Temp & Rh Complete With Lcd | CO2 | Flamefast | 168
SS-AQTHL | Smart Sensor - Tvoc, Temp & Rh Complete With Lcd | CO2 | Flamefast | 168
SS-CO2AQTHL | Smart Sensor - Co2, Tvoc, Temp & Rh Complete With Lcd | CO2 | Flamefast | 231
-I | Io/O Module - 3Xao, 2Xai, 1Xdo, 1Xdi (Network Writable) | CO2 | Flamefast | 21
-T | Touch Module - Setpoint, Boost/Control Button (Text Customisable) | CO2 | Flamefast | 52.5
-IT | I/O Module + Touch Module | CO2 | Flamefast | 80
DSS - TH | Duct Smart Sensor - Temp & Rh | CO2 | Flamefast | 168
DSS-CO2 | Smart Sensor - Co2 | CO2 | Flamefast | 210
DSS-AQ | Smart Sensor - Tvoc | CO2 | Flamefast | 210
DSS-CO2TH | Duct Smart Sensor - Co2, Temp & Rh | CO2 | Flamefast | 231
DSS-AQTH | Duct Smart Sensor - Tvoc, Temp & Rh | CO2 | Flamefast | 231
DSS-CO2AQTH | Duct Smart Sensor - Co2, Tvoc, Temp & Rh | CO2 | Flamefast | 294
-I | I/O Module + Touch Module | CO2 | Flamefast | 21
GUARD | Sensor Guard (For Fgd/Fgs/Co2M/Tr/Bac) | CO2 | Flamefast | 52.5
AX-GS-CD-T51S | CO2 Room Sensor, 230v, with Traffic Light Display | CO2 | Axio | 174
AX-GS-CD-T51-EVT | CO2 Room Sensor, 0-10v, Thermistor Temperature Output | CO2 | Axio | 189.5
AX-GS-CD-T51-EL | CO2 & Temperature Room Sensor, 2 x 0-10v, with LED Display | CO2 | Axio | 218
AX-GS-CD-T81-EHDB | CO2 & RH&T Room Sensor, 0-10v, with LCD BACnet | CO2 | Axio | 320
AX-GS-CD-D8041 | CO2 Duct Sensor, 0-10v, 105mm Probe | CO2 | Axio | 236
AX-GS-CD-D8041-T | CO2 Duct Sensor, 0-10v, 105mm Probe w/ 10k Temp Output | CO2 | Axio | 243
AX-GS-CD-D8042 | CO2 Duct Sensor, 0-10v, 205mm Probe | CO2 | Axio | 238.5
AX-GS-CD-RHT | CO2 & RH&T Duct Sensor, 0-10v, 205mm Probe | CO2 | Axio | 248
E-Sense Room-TR | CO2 0-10V,Temp 10K Resistor output | CO2 | Duomo | 232
A-Sense Room | CO2 and Temp 0-10V Output | CO2 | Duomo | 284
E-Sense Duct | CO2 only 0-10V Output | CO2 | Duomo | 442
A-Sense Duct | CO2 and Temo 0-10V Output | CO2 | Duomo | 463
CO2-MC-230V | CO2 ROOM SENSORS -TRAFFIC LIGHT DISPLAY | CO2 | Duomo | 288
CO2-MC-24V | CO2 ROOM SENSORS -TRAFFIC LIGHT DISPLAY | CO2 | Duomo | 447
CO2-MC REMOTE PROGRAMMING TOOL | Remote Programming Tool for CO2-MC | CO2 | Duomo | 60
TLD1-CO2MOD | CO2 ROOM SENSOR – TRAFFIC LIGHT DISPLAY 0-10V VERSION WITH RS485 | CO2 | Duomo | 336
T-SENSE | CO2, Temperature & Humidity Sensor, with Touch Display | CO2 | Duomo | 529
SIRO INDOOR AIR QUALITY ROOM TRANSMITTER | SIRO INDOOR AIR QUALITY ROOM TRANSMITTERS | CO2 | Produal | POA
TR1 | Room Sensor, 10K3A1 Trend/Honeywell/Thorn/New Cylon Systems | Temperature & Humidity | H&C | 7.5
TP-RS-10K3 | TREND 10K3A1 SLIMLINE (TITAN VERSION) | Temperature & Humidity | Titan Products | 9.9
TP-RS-10K3(BLACK) | TREND 10K3A1 SLIMLINE (TITAN VERSION) - BLACK | Temperature & Humidity | Titan Products | 13
TR1/SP (AX-TE-RT-SP) | ROOM SENSOR WITH SETPOINT ADJ 10K3A1 | Temperature & Humidity | Axio | 20.1
TPTLCR | ROOM SENSOR WITH SETPOINT ADJ 10K3A1 (TITAN VERSION) | Temperature & Humidity | Titan Products | 32.8
AX-TE-PT | BRUSHED STAINLESS STEEL PLATE SENSOR 10K3A1 | Temperature & Humidity | Axio | 19.5
SR (AX-TE-RSAT) | SATCHWELL DRT 10K3A1 / A | Temperature & Humidity | Axio | 19.5
CR (AX-TE-R1K) | CYLON PT 1000 | Temperature & Humidity | Axio | 25
AR (AX-TE-RA) | ANDOVER / YORK / DELTA 10K4A1 | Temperature & Humidity | Axio | 12.7
DR (AX-TE-RD) | DRAYTON 30K6A1 | Temperature & Humidity | Axio | 13.75
TAC-R (AX-TE-RTAC) | TAC 1K87A1 | Temperature & Humidity | Axio | 13.75
HR (AX-TE-RH) | HONEYWELL 20K6A1 | Temperature & Humidity | Axio | 13.75
TE-RN1K (AX-TE-RN1K) | SIEMENS NI1000 | Temperature & Humidity | Axio | 21.5
SENSOR GUARD | FOR ALL ROOM SENSORS | Temperature & Humidity | Axio | 42.5
TI | Immersion Sensor, 10K3A1 Trend/Honeywell/Thorn/New Cylon Systems | Temperature & Humidity | H&C | 14
TPTIS/NP | TREND 10K3A1 125MM X 8MM (TITAN VERSION) | Temperature & Humidity | Titan Products | 18.8
TPTIS/R/6MM/NP | TREND 10K3A1 125MM X 6MM (TITAN VERSION) | Temperature & Humidity | Titan Products | 18.8
SI (AX-TE-ISAT) | SATCHWELL DRT 10K3A1 / A | Temperature & Humidity | Axio | 24
CI (AX-TE-I1K) | CYLON PT 1000 | Temperature & Humidity | Axio | 25
AI (AX-TE-IA) | ANDOVER / YORK / DELTA 10K4A1 | Temperature & Humidity | Axio | 19
DI (AX-TE-ID) | DRAYTON 30K6A1 | Temperature & Humidity | Axio | 19
TAC-I (AX-TE-ITAC) | TAC 1K87A1 | Temperature & Humidity | Axio | 19
HI (AX-TE-IH) | HONEYWELL 20K6A1 | Temperature & Humidity | Axio | 19
TE-IN1K (AX-TE-IN1K) | SIEMENS NI1000 | Temperature & Humidity | Axio | 26
AX-TE-IT-65 | Immersion Sensor, 65mm Probe, 10K3A1 Trend | Temperature & Humidity | Axio | 26
TPTIS/NP65 | TREND 10K3A1 65MM X 8MM (TITAN VERSION) | Temperature & Humidity | Titan Products | 18.8
TPTIS/6MM/NP/65 | TREND 10K3A1 65MM X 6MM (TITAN VERSION) | Temperature & Humidity | Titan Products | 18.8
AX-TE-IN1K-65 | Immersion Sensor, 65mm Probe, Siemens Ni1000 | Temperature & Humidity | Axio | 29.25
AX-TE-ISAT-65 | Immersion Sensor, 65mm Probe, Satchwell 10k3A1/A | Temperature & Humidity | Axio | 28.5
AX-TE-ITAC-65 | TAC 1K87A1 | Temperature & Humidity | Axio | 19
AX-TE-IA-65 | ANDOVER 10K4A1 | Temperature & Humidity | Axio | 19
BRASS POCKET 150MM | BRASS POCKET 150MM | Temperature & Humidity | H&C | 10.5
STAINLESS STEEL POCKET 150MM | STAINLESS STEEL POCKET 150MM | Temperature & Humidity | H&C | 11.85
SP65 STAINLESS STEEL POCKET 65MM | SP65 STAINLESS STEEL POCKET 65MM | Temperature & Humidity | H&C | 13.95
TPBP125 BRASS POCKET 125MM X 8MM (TITAN VERSION) | TPBP125 BRASS POCKET 125MM X 8MM (TITAN VERSION) | Temperature & Humidity | Titan Products | 13.6
TPSP125 STAINLESS STEEL POCKET 125MM X 8MM (TITAN VERSION) | TPSP125 STAINLESS STEEL POCKET 125MM X 8MM (TITAN VERSION) | Temperature & Humidity | Titan Products | 26
TPBP65 BRASS POCKET 65MM X 8MM (TITAN VERSION) | TPBP65 BRASS POCKET 65MM X 8MM (TITAN VERSION) | Temperature & Humidity | Titan Products | 13.6
TPSP65 STAINLESS STEEL POCKET 65MM X 8MM (TITAN VERSION) | TPSP65 STAINLESS STEEL POCKET 65MM X 8MM (TITAN VERSION) | Temperature & Humidity | Titan Products | 26
TD | Duct Sensor, 10K3A1 Trend/Honeywell/Thorn/New Cylon Systems | Temperature & Humidity | H&C | 14
TPTDS/S | TREND 10K3A1 150MM PROBE (TITAN) | Temperature & Humidity | Titan Products | 18.8
TPTDS/L | TREND 10K3A1 300MM PROBE (TITAN) | Temperature & Humidity | Titan Products | 20.8
SD (AX-TE-DSAT) | SATCHWELL DRT 10K3A1 / A | Temperature & Humidity | Axio | 22
CD (AX-TE-D1K) | CYLON PT 1000 | Temperature & Humidity | Axio | 23.5
AD (AX-TE-DA) | ANDOVER / YORK/ DELTA 10K4A1 | Temperature & Humidity | Axio | 19
TAC-D (AX-TE-DTAC) | TAC 1K87A1 | Temperature & Humidity | Axio | 19
HD (AX-TE-DH) | HONEYWELL 20K6A1 | Temperature & Humidity | Axio | 19
TE-DN1K (AX-TE-DN1K) | SIEMENS NI1000 | Temperature & Humidity | Axio | 25
AX-TE-RBN-T | Black Bulb Sensor, 10K3A1 Trend | Temperature & Humidity | Axio | 38.25
TP-RS-BB-10K3 | TREND 10K3A1 (TITAN) | Temperature & Humidity | Titan Products | 29.5
AX-TE-RBN-N1K | Black Bulb Sensor, Siemens Ni1000 | Temperature & Humidity | Axio | 46.8
AX-TE-RBN-SAT | Black Bulb Sensor, Satchwell 10k3A1/A | Temperature & Humidity | Axio | 42.5
TO | Outside Sensor, 10K3A1 Trend/Honeywell/Thorn/New Cylon Systems | Temperature & Humidity | H&C | 11.3
TPTOS | TREND 10K31 (TITAN) | Temperature & Humidity | Titan Products | 14.6
SO (AX-TE-OSAT) | SATCHWELL DRT 10K3A1 / A | Temperature & Humidity | Axio | 28.5
CO (AX-TE-O1K) | CYLON PT 1000 | Temperature & Humidity | Axio | 23
AO (AX-TE-OA) | ANDOVER / YORK / DELTA 10K4A1 | Temperature & Humidity | Axio | 18
DO (AX-TE-OD) | DRAYTON 30K6A1 | Temperature & Humidity | Axio | 18
TAC-O (AX-TE-OTAC) | TAC 1K87A1 | Temperature & Humidity | Axio | 18
HO (AX-TE-OH) | HONEYWELL 20K6A1 | Temperature & Humidity | Axio | 18
TE-ON1K (AX-TE-ON1K) | SIEMENS NI1000 | Temperature & Humidity | Axio | 24
TS | Strap-On Sensor, 10K3A1 Trend/Honeywell/Thorn/New Cylon Systems | Temperature & Humidity | H&C | 18
TPTCS | TREND 10K3A1 (TITAN) | Temperature & Humidity | Titan Products | 25
SS (AX-TE-SSAT) | SATCHWELL DRT 10K3A1 / A | Temperature & Humidity | Axio | 26.5
CS (AX-TE-S1K) | CYLON PT 1000 | Temperature & Humidity | Axio | 23
AS (AX-TE-SA) | ANDOVER / YORK / DELTA 10K4A1 | Temperature & Humidity | Axio | 23
DS (AX-TE-SD) | DRAYTON 30K6A1 | Temperature & Humidity | Axio | 23
TAC-S (AX-TE-STAC) | TAC 1K87A1 | Temperature & Humidity | Axio | 21.5
HS (AX-TE-SH) | HONEYWELL 20K6A1 | Temperature & Humidity | Axio | 21.5
TE-SN1K (AX-TE-SN1K) | SIEMENS NI1000 | Temperature & Humidity | Axio | 32
TF | Flying Lead Sensor, 10K3A1 Trend/Honeywell/Thorn/New Cylon Systems | Temperature & Humidity | H&C | 6.2
TF 5M | Flying Lead Sensor, 5m, 10K3A1 Trend/Honeywell/Thorn/New Cylon Systems | Temperature & Humidity | H&C | 8.25
TPTVAV/S | TREND 10K3A1 2M IP64 (TITAN) | Temperature & Humidity | Titan Products | 11.5
TPTVAV/L | TREND 10K3A1 5M IP64 (TITAN) | Temperature & Humidity | Titan Products | 13.6
AF | Flying Lead Sensor, 10K4A1 Andover/York (Up to 40°C) | Temperature & Humidity | Axio | 12.75
TPTVAV/SS/S | 2M 10K3A1 COMPLETE WITH S/STEEL CAP | Temperature & Humidity | Titan Products | 16.7
TPTVAV/SS/L | 5M 10K3A1 COMPLETE WITH S/STEEL CAP | Temperature & Humidity | Titan Products | 19.8
AX-TE-FT-2M-W | 2M TREND/HONEYWELL/THORN/NEW CYLON 10K3A1 | Temperature & Humidity | Axio | 9
AX-TE-FT-5M-W | 5M TREND/HONEYWELL/THORN/NEW CYLON 10K3A1 | Temperature & Humidity | Axio | 14.5
TPVAV/SUB/2M | 2M 10K3A1 SUBMERSIBLE C/W S/STEEL CAP | Temperature & Humidity | Titan Products | 31.2
TPVAV/SUB/5M | 5M 10K3A1 SUBMERSIBLE C/W S/STEEL CAP | Temperature & Humidity | Titan Products | 37.5
AX-TE-FSAT-2M-W | 2M SATCHWELL DRT 10K3A1 / A | Temperature & Humidity | Axio | 16.5
AX-TE-F1K-2M-W | 2M CYLON PT 1000 | Temperature & Humidity | Axio | 18
AX-TE-FN1K-2M-W | 2M SIEMENS NI1000 | Temperature & Humidity | Axio | 23
AX-TE-DTX-W | Duct Active Sensor, 0-10v & 4-20mA | Temperature & Humidity | Axio | 82
AX-TE-FTX-W | Flying Lead Active Sensor, 0-10v & 4-20mA | Temperature & Humidity | Axio | 70
AX-TE-ITX-W | Immersion Active Sensor, 0-10v & 4-20mA | Temperature & Humidity | Axio | 70
AX-TE-ITX-W-65 | Immersion Active Sensor 65mm, 0-10v & 4-20mA | Temperature & Humidity | Axio | 70
AX-TE-OTX-W | Outside Active Sensor, 0-10v & 4-20mA | Temperature & Humidity | Axio | 68
AX-TE-RTX-W | Room Active Sensor, 0-10v & 4-20mA | Temperature & Humidity | Axio | 66.5
AX-TE-STX-W | Strap-On Active Sensor, 0-10v & 4-20mA | Temperature & Humidity | Axio | 66.5
TPVDS/40/S | 0-10V DUCT SENSOR RANGE 0 + 40C (150MM PROBE) | Temperature & Humidity | Titan Products | 64.5
TPVDS/40/L | 0-10V DUCT SENSOR RANGE 0 + 40C (300MM PROBE) | Temperature & Humidity | Titan Products | 64.5
TPDS/S/40 | 4-20MA DUCT SENSOR RANGE -10+40C (150MM PROBE) | Temperature & Humidity | Titan Products | 79.1
TPDS/L/40 | 4-20MA DUCT SENSOR RANGE -10+40C (300MM PROBE) | Temperature & Humidity | Titan Products | 79.1
TPDMF | DUCT SENSOR MOUNTING FLANGE | Temperature & Humidity | Titan Products | 11.5
TPVCS/40 | 0-10V CLAMP-ON SENSOR RANGE -10+40C | Temperature & Humidity | Titan Products | 68.7
TPCS/40 | 4-20MA CLAMP ON SENSOR RANGE -10+40C | Temperature & Humidity | Titan Products | 90.5
TPVIS/40/NP | 0-10V IMMERSION SENSOR 125MM PROBE -10+40C (EXCLUDES POCKET) | Temperature & Humidity | Titan Products | 70.8
TPVIS/40/NP/65 | 0-10V IMMERSION SENSOR 65MM PROBE -10+40C (EXCLUDES POCKET) | Temperature & Humidity | Titan Products | 70.8
TPIS/40/NP | 4-20MA IMMERSION SENSOR - 125MM PROBE -10+40C (EXCLUDES POCKET) | Temperature & Humidity | Titan Products | 81.2
TPIS/40/NP/65 | 4-20MA IMMERSION SENSOR - 65MM PROBE -10+40C (EXCLUDES POCKET) | Temperature & Humidity | Titan Products | 81.2
TPBP125 | BRASS POCKET 125MM X 8MM | Temperature & Humidity | Titan Products | 13.6
TPSP125 | STAINLESS STEEL POCKET 125MM X 8MM | Temperature & Humidity | Titan Products | 26
TPBP65 | BRASS POCKET 65MM X 8MM | Temperature & Humidity | Titan Products | 13.6
TPSP65 | STAINLESS STEEL POCKET 65MM X 8MM | Temperature & Humidity | Titan Products | 26
TPVOS/50 | 0-10V OUTSIDE SENSOR RANGE -10+40C | Temperature & Humidity | Titan Products | 64.5
TPOS/50 | 4-20MA OUTSIDE SENSOR RANGE -10+50C | Temperature & Humidity | Titan Products | 58.3
TPSOLG | SOLAR GUARD FOR OUTSIDE SENSORS | Temperature & Humidity | Titan Products | 11.5
TPBS/10K3A1 | BLACK BUTTON TEMPERATURE SENSOR | Temperature & Humidity | Titan Products | 14.2
TPWBS/10K3A1 | WHITE BUTTON TEMPERATURE SENSOR | Temperature & Humidity | Titan Products | 13.6
TPSSBS/10K3A1 | STAINLESS STEEL BUTTON TEMPERATURE SENSOR | Temperature & Humidity | Titan Products | 13.6
TPSSBS/P/10K3A1 | STAINLESS STEEL BUTTON TEMPERATURE SENSOR WITH FLUSH STAINLESS STEEL PLATE | Temperature & Humidity | Titan Products | 39.6
TPSSBS/P/10K3A1.WHITE | STAINLESS STEEL BUTTON TEMPERATURE SENSOR WITH FLUSH WHITE PLATE | Temperature & Humidity | Titan Products | 42.7
TPSSPS/10K3A1 | ANTI-LIGATURE STAINLESS STEEL AIR TEMPERATURE PLATE SENSOR | Temperature & Humidity | Titan Products | 32.8
TPFMTS/10K3A1 | FLUSH MOUNTED DISCREET SENSOR (SCREW TERMINAL) | Temperature & Humidity | Titan Products | 20.8
TPFMTS/FL/10K3A1 | FLUSH MOUNTED DISCREET SENSOR COMPLETE WITH 5M FLYING LEAD | Temperature & Humidity | Titan Products | 26
TPTCM65 | 10K3A1 CEILING MOUNTED TEMPERATURE SENSOR FOR FALSE CEILING TILES | Temperature & Humidity | Titan Products | 58
TP-RS-RHT-V-10K3 | Room Temperature & Humidity Sensor 0-10V | Temperature & Humidity | Titan Products | 92.9
TP-RS-RHT-MA-10K3 | Room Temperature & Humidity Sensor 4-20mA | Temperature & Humidity | Titan Products | 140.4
TP-OS-RHT-MA-10K3 | ROOM TEMPERATURE AND HUMIDITY SENSOR DUAL 0-10V AND 10K3A1 TEMP AND 0-10V HUMIDITY (SLIMLINE) | Temperature & Humidity | Titan Products | 141.5
TP-OS-RHT-V-10K3 | ROOM TEMPERATURE AND HUMIDITY SENSOR DUAL 4-20MA AND 10K3A1 TEMP AND 4-20MA HUMIDITY (SLIMLINE) | Temperature & Humidity | Titan Products | 141.5
TP-DS-RHT-MA-10K | OUTSIDE HUMIDITY (4-20MA) AND TEMPERATURE (4-20MA) 103K THERMISTOR ALSO FITTED | Temperature & Humidity | Titan Products | 129
TP-DS-RHT-V-10K | OUTSIDE HUMIDITY (0-10V) AND TEMPERATURE (0-10V) 103K THERMISTOR ALSO FITTED | Temperature & Humidity | Titan Products | 129
TPOS-COM | DUCT HUMIDITY (4-20MA) AND TEMPERATURE (4-20MA) 10K3 THERMISTOR ALSO FITTED | Temperature & Humidity | Titan Products | 197
TP-DS-RHT-BMS | DUCT HUMIDITY 0-10V) AND TEMPERATURE (0-10V) 10K3 THERMISTOR ALSO FITTED | Temperature & Humidity | Titan Products | 212
TP-RS-RHT-BMS | Room Temperature & Humidity Sensor 0-10V Bacnet/Modbus | Temperature & Humidity | Titan Products | 118.6
TP-OS-RHT-BMS | TITAN OUTSIDE RH&T SMART SENSORS | Temperature & Humidity | Titan Products | 205
TP-DS-RHT-BMS | TITAN DUCT RH&T SMART SENSORS | Temperature & Humidity | Titan Products | 212
TMW82 | WALL MOUNT TEMP TRANSMITTER 4-20MA | Temperature & Humidity | Vaisala | 82
TMW83 | WALL MOUNT TEMP TRANSMITTER 0-10V | Temperature & Humidity | Vaisala | 82
TMW110 | WALL MOUNT TEMP TRANSMITTER 4-20MA | Temperature & Humidity | Vaisala | POA
TMD82 | DUCT IP30 0.3C ACCURACY TRANSMITTER | Temperature & Humidity | Vaisala | 148
HMW82 | RH+T WALL MOUNT TEMP TRANSMITTER 4-20MA | Temperature & Humidity | Vaisala | 111
HMW83 | RH+T WALL MOUNT TEMP TRANSMITTER 0-10V | Temperature & Humidity | Vaisala | 111
HMW110 | RH+T WALL MOUNT TEMP TRANSMITTER 4-20MA | Temperature & Humidity | Vaisala | POA
TMT120 | TEMPERATURE TRANSMITTER 4-20MA | Temperature & Humidity | Vaisala | POA
TMT130 | TEMPERATURE TRANSMITTER 0-10V | Temperature & Humidity | Vaisala | POA
HMT120 | RH+T TRANSMITTER 4-20MA | Temperature & Humidity | Vaisala | POA
HMT130 | RH+T TRANSMITTER 0-10V | Temperature & Humidity | Vaisala | POA
AX-RHT-S | Room RH & T Transmitter, 2.5% Accuracy | Temperature & Humidity | Axio | 104
AX-RHT-S-T | ROOM VERSION 2.5% ACCURACY COMPLETE WITH 10K TEMP BEAD | Temperature & Humidity | Axio | 104
AX-RHT-D3 | DUCT VERSION 3% ACCURACY | Temperature & Humidity | Axio | 104
AX-RHT-D3-T | DUCT VERSION 3% ACCURACY COMPLETE WITH 10K TEMP BEAD | Temperature & Humidity | Axio | 104
AX-RHT-O3 | Outside RH & T Transmitter, 3% Accuracy | Temperature & Humidity | Axio | 117
AX-RHT-O3-T | OUTSIDE VERSION 3% ACCURACY COMPLETE WITH 10K TEMP BEAD | Temperature & Humidity | Axio | 117
AX-RHT-D2 | Duct RH & T Transmitter, 2% Accuracy | Temperature & Humidity | Axio | 151
AX-RHT-O2 | Outside RH & T Transmitter, 2% Accuracy | Temperature & Humidity | Axio | 142.5
AX-RHT-SD | ROOM VERSION 2.5% ACCURACY WITH DISPLAY | Temperature & Humidity | Axio | 115.5
AX-RHT-SMO15 | ROOM VERSION HIGH ACCURACY MODBUS | Temperature & Humidity | Axio | 143.5
TRT5 | Room Temperature Transmitter, 0-10v, 0-50C | Temperature & Humidity | Regin | 129
TRT5-D | Room Temperature Transmitter, 0-10v, 0-50C, with Display | Temperature & Humidity | Regin | 170
TRTC5 | Room Temperature Transmitter, Modbus, 0-50C | Temperature & Humidity | Regin | 162
TRTC5-D | Room Temperature Transmitter, Modbus, 0-50C, with Display | Temperature & Humidity | Regin | 195
TLT100 | Immersion Temperature Transmitter & Pocket, 0-10v, 0-100C | Temperature & Humidity | Regin | 153
TLT100-420 | Immersion Temperature Transmitter & Pocket, 4-20mA, 0-100C | Temperature & Humidity | Regin | 153
TLT50 | Immersion Temperature Transmitter & Pocket, 0-10v, -30-50C | Temperature & Humidity | Regin | 153
TLT50-420 | Immersion Temperature Transmitter & Pocket, 4-20mA, -30-50C | Temperature & Humidity | Regin | 172
HTRT10A | Room Temperature & Humidity Transmitter, 0-10v | Temperature & Humidity | Regin | 207
HTR10A-D | RH&T 10-90% +-3% RH, 0-10V, PT1000 WITH DISPLAY | Temperature & Humidity | Regin | 225
HTRC10 | Room Temperature & Humidity Transmitter, Modbus | Temperature & Humidity | Regin | 260
HTRC10-D | Room Temperature & Humidity Transmitter, Modbus, with Display | Temperature & Humidity | Regin | 270
HTWT10 | Outdoor Temperature & Humidity Transmitter, 0-10v | Temperature & Humidity | Regin | 392
HVS | Radiation Shield for Outdoor Mounting - To Suit HTWT | Temperature & Humidity | Regin | 268
DTTH | Duct Temperature & Humidity Transmitter, 0-10v | Temperature & Humidity | Regin | 395
DTTH-420 | Duct Temperature & Humidity Transmitter, 4-20mA | Temperature & Humidity | Regin | 395
HMD112 | RH+T DUCT TRANSMITTER ±2%RH | Temperature & Humidity | Vaisala | 329
HMD82 | RH+T DUCT TRANSMITTER ±3%RH 4-20MA | Temperature & Humidity | Vaisala | 177
HMD83 | RH+T DUCT TRANSMITTER ±3%RH 0-10V | Temperature & Humidity | Vaisala | 177
HMD83D (DISPLAY) | RH&T duct version, IP65, high accuracy. | Temperature & Humidity | Vaisala | 211
TMI110 | 100MM IMMERSION TEMP TRANSMITTER | Temperature & Humidity | Vaisala | POA
ASM214691 | THERMOWELL 100MM | Temperature & Humidity | Vaisala | POA
TMD62 | TEMPERATURE DUCT TRANSMITTER 4-20MA | Temperature & Humidity | Vaisala | POA
HMD62 | RH+T DUCT TRANSMITTER ±1.5%RH 4-20MA | Temperature & Humidity | Vaisala | POA
HMD65 | RH+T DUCT TRANSMITTER ±1.5%RH BACNET/MODBUS | Temperature & Humidity | Vaisala | POA
XMW85RHT | RH+T ROOM MODBUS NO DISPLAY | Temperature & Humidity | Vaisala | 155
XMW85RHT-D | RH+T ROOM MODBUS WITH DISPLAY | Temperature & Humidity | Vaisala | 190
AM Series | Air Quality | Wireless | Milesight | POA
People Sensing | Counting, Occupancy | Wireless | Milesight | POA
CoWork Series | Motion, Light, Sound | Wireless | Milesight | POA
CT Series | Current Transformers | Wireless | Milesight | POA
TS Series | Temperature | Wireless | Milesight | POA
GS Series | Vape, Odor | Wireless | Milesight | POA
WT Series | Radiator, Fan Coil Thermostats | Wireless | Milesight | POA
UG56 | Industrial Grade Gateway | Wireless | Milesight | POA
UG65 | Semi-Industrial Gateway, IP65 | Wireless | Milesight | POA
UG67 | Outdoor Gateway, IP67 | Wireless | Milesight | POA
WattSense Tower | Local data conversion & access | Wireless | Wattsense | POA
WattSense Bridge | Cloud-based remote monitoring/automation | Wireless | Wattsense | POA
TP-TPZC | TPZ-NET CO-ORDINATOR | Wireless | Titan Products | 257
TP-TPZR | TPZ-NET REPEATER | Wireless | Titan Products | 165
TP-RS-RHT-TPZ | TPZ-Net Wireless Room Humidity & Temperature Sensor | Wireless | Titan Products | 153
TP-RS-CO2RHT-TPZ | TPZ-Net Wireless Room CO2 Humidity & Temp Sensor - With LED | Wireless | Titan Products | 208
TPZ-COMKIT | COMMISSIONING SOFTWARE & DONGLE | Wireless | Titan Products | 197
VAISALA JADE SMART CLOUD | Jade Smart Cloud Wirelss System | Wireless | Vaisala | POA
RTKSA-001-200 | Immersion Thermostat, Auto Reset, Single Stage, 0-120C | Thermostats | Alre | 76
RTKSA-001-301 | Immersion Thermostat, Auto Reset, Single Stage, 20-150C | Thermostats | Alre | 79
RTKSA-002-410 | Immersion Thermostat, Manual Reset, Single Stage, 30-110C | Thermostats | Alre | 94
RTKSA-014-210 | Dual Immersion Thermostat, 0-120C, Thermal Reset | Thermostats | Alre | 189
RTKSA-013-210 | Dual Immersion Thermostat, 20-150C, Manual Reset | Thermostats | Alre | 225
JZ29 | SLEEVE FOR RTKSA AUTO/MANUAL | Thermostats | Alre | 4
JZ30 | SLEEVE FOR RTKSA DUAL | Thermostats | Alre | 7
THK-2-100 | POCKET FOR RTKSA AUTO/MANUAL | Thermostats | Alre | 21
THK-2-100-17 | POCKET FOR RTKSA DUAL | Thermostats | Alre | 42
JZ31 | FIXING CLAMP FOR RTKSA/ CAN BE USED AS STRAP ON TYPE THERMOSTAT | Thermostats | Alre | 10
SWK-2-200 | DUCT PROBE HOLDER FOR RTKSA DUCT THERMOSTAT | Thermostats | Alre | 26
TV090 | 0-90C EXPOSED DIAL | Thermostats | Regin | 58
TV09U | 0-90C DIAL UNDERCOVER | Thermostats | Regin | 60
DBTV-2U | .-30+30C DIAL UNDERCOVER | Thermostats | IT | 111
DBTV-8U | 0-60C DIAL UNDERCOVER | Thermostats | IT | 111
DBTV-17U | 20-90C DIAL UNDERCOVER | Thermostats | Regin | 111
TVR6585 | Immersion Thermostat, Manual Reset, Single Stage, 65-85C, IP54 | Thermostats | IT | 111
TVR90110 | Immersion Thermostat, Manual Reset, Single Stage, 90-110C, IP54 | Thermostats | IT | 111
DBTV-18U | Immersion Thermostat, Manual Reset, Single Stage, 20-95C, IP65 | Thermostats | IT | 142
TV09090U | Immersion Thermostat, Auto Reset, Dual Stage, 0-90C & 0-90C Limit | Thermostats | IT | 124
TV090UR85 | Immersion Thermostat, Manual Reset, Dual Stage, 20-90C & 65-85C Limit | Thermostats | IT | 147
DBZ31/14 | S/S POCKET FOR TV/TVR | Thermostats | IT | 39
DBZ17/14 | S/S POCKET FOR DB/TV | Thermostats | IT | 39
ARTH100 | Immersion Thermostat, Auto Reset, Single Stage, 0-90C | Thermostats | Arthermo | 34
TSA-A2P | Frost Thermostat, Auto Reset | Thermostats | Copeland | 48
TSA-R2P | Frost Thermostat, Manual Reset | Thermostats | Copeland | 52
FT60 | Frost Thermostat, Auto Reset, IP65 | Thermostats | Regin | 105
PTR030 (TS90-B3) | OUTDOOR FROST THERMOSTAT -5+15C | Thermostats | H&C | 61
ARTH300 | Pipe/Cylinder Strap-On Thermostat, 0-90C, IP40 | Thermostats | Arthermo | 20
CFS1 | OPTIONAL CYLINDER STRAP 1.5M | Thermostats | H&C | 2.8
RAA11 (CONCEALED) | ROOM THERMOSTAT 5°C TO 30°c | Thermostats | Siemens | 25.5
RAA21 (DIAL) | ROOM THERMOSTAT 5°C TO 30°c | Thermostats | Siemens | 29
RAK-TW | Duct Thermostat, -10-50C | Thermostats | Siemens | 77
RTKSA-001-100/ SWK2-200 | DUCT THERMOSTAT 0-50C | Thermostats | Alre | 107
SWK-2-200 (SPARE PROBE) | SPARE PROBE | Thermostats | Alre | 26
MTID60 | IP65 Duct Thermostat, 0-60 | Thermostats | Regin | 134
HMH | Duct Humidistat, 10-100% RH, IP54 | Thermostats | Regin | 172
HI-HF | Duct Humidistat, 30-100% RH, IP65 | Thermostats | Alre | 268
RCFD-230C | Slimline Electronic Room Thermostat | Thermostats | Regin | 263
ET1L 24VAC/DC | THERMOSTAT WITH DISPLAY -5 TO +95C 1 STAGE | Thermostats | Axio | 59.5
ET1L 230V | THERMOSTAT WITH DISPLAY -5 TO +95C 1 STAGE | Thermostats | Axio | 65.5
ET2 24VAC/DC | THERMOSTAT WITH DISPLAY -5 TO +95C 2 STAGE | Thermostats | Axio | 79.75
ET2 230V | THERMOSTAT WITH DISPLAY -5 TO +95C 2 STAGE | Thermostats | Axio | 99
ET4 24VAC/DC | THERMOSTAT WITH DISPLAY -5 TO +95C 4 STAGE | Thermostats | Axio | 122
ET4 230V | THERMOSTAT WITH DISPLAY -5 TO +95C 4 STAGE | Thermostats | Axio | 122
ET6 24VAC/DC | THERMOSTAT WITH DISPLAY -5 TO +95C 6 STAGE | Thermostats | Axio | 145.5
ET6 230V | THERMOSTAT WITH DISPLAY -5 TO +95C 6 STAGE | Thermostats | Axio | 135.5
ET1-1-24R 24VAC/DC | THERMOSTAT NO DISPLAY -5 TO +95C 1 STAGE | Thermostats | Axio | 37.75
CAD-1-DS | Electronic Thermostat, 1 Channel, Din Rail Mounted | Thermostats | H&C | 87
131B5468 | 1.1kW IP20 Inverter Drive, H3 Filter | Drives | Danfoss | 550
131B5469 | 1.5kW IP20 Inverter Drive, H3 Filter | Drives | Danfoss | 630
131B5470 | 2.2kW IP20 Inverter Drive, H3 Filter | Drives | Danfoss | 752
131B5471 | 3kW IP20 Inverter Drive, H3 Filter | Drives | Danfoss | 850
131B5472 | 4kW IP20 Inverter Drive, H3 Filter | Drives | Danfoss | 940
131B5473 | 5.5kW IP20 Inverter Drive, H3 Filter | Drives | Danfoss | 1075
131B5474 | 7.5kW IP20 Inverter Drive, H3 Filter | Drives | Danfoss | 1296
131F8307 | 11kW IP20 Inverter Drive, H3 Filter | Drives | Danfoss | 1547
131F8308 | 15kW IP20 Inverter Drive, H3 Filter | Drives | Danfoss | 1856
131G0433 | 18.5kW IP20 Inverter Drive, H3 Filter | Drives | Danfoss | 2210
131F9921 | 22kW IP20 Inverter Drive, H3 Filter | Drives | Danfoss | 2500
131F9926 | 30kW IP20 Inverter Drive, H3 Filter | Drives | Danfoss | 2900
131F9931 | 37kW IP20 Inverter Drive, H3 Filter | Drives | Danfoss | 3500
131F9936 | 45kW IP20 Inverter Drive, H3 Filter | Drives | Danfoss | 4100
131F9941 | 55KW IP20 DRIVE | Drives | Danfoss | 5250
131F9946 | 75KW IP20 DRIVE | Drives | Danfoss | 6350
131F9951 | 90KW IP20 DRIVE | Drives | Danfoss | 7300
131N9572 | 1.1kW IP55 Inverter Drive, H3 Filter | Drives | Danfoss | 605
131U0963 | 1.5kW IP55 Inverter Drive, H3 Filter | Drives | Danfoss | 725
131U0964 | 2.2kW IP55 Inverter Drive, H3 Filter | Drives | Danfoss | 847
131U0965 | 3kW IP55 Inverter Drive, H3 Filter | Drives | Danfoss | 945
131U0966 | 4kW IP55 Inverter Drive, H3 Filter | Drives | Danfoss | 1005
131L9238 | 5.5kW IP55 Inverter Drive, H3 Filter | Drives | Danfoss | 1180
131L9239 | 7.5kW IP55 Inverter Drive, H3 Filter | Drives | Danfoss | 1408
131L9240 | 11kW IP55 Inverter Drive, H3 Filter | Drives | Danfoss | 1732
131L9241 | 15kW IP55 Inverter Drive, H3 Filter | Drives | Danfoss | 2062
131L9242 | 18.5kW IP55 Inverter Drive, H3 Filter | Drives | Danfoss | 2469
131L9243 | 22kW IP55 Inverter Drive, H3 Filter | Drives | Danfoss | 2800
131L9244 | 30kW IP55 Inverter Drive, H3 Filter | Drives | Danfoss | 3255
131B6976 | 37kW IP55 Inverter Drive, H3 Filter | Drives | Danfoss | 3850
131B7017 | 45kW IP55 Inverter Drive, H3 Filter | Drives | Danfoss | 4670
131B7027 | 55KW IP55 DRIVE | Drives | Danfoss | 5800
131B9364 | 75KW IP55 DRIVE | Drives | Danfoss | 7000
131F1568 | 90KW IP55 DRIVE | Drives | Danfoss | 7950
131Z2198 | 1.1kW IP66 Inverter Drive, H3 Filter | Drives | Danfoss | 750
131Z2199 | 1.5kW IP66 Inverter Drive, H3 Filter | Drives | Danfoss | 830
131Z2200 | 2.2kW IP66 Inverter Drive, H3 Filter | Drives | Danfoss | 960
131Z2201 | 3kW IP66 Inverter Drive, H3 Filter | Drives | Danfoss | 1050
131Z2202 | 4kW IP66 Inverter Drive, H3 Filter | Drives | Danfoss | 1150
131B9300 | 5.5kW IP66 Inverter Drive, H3 Filter | Drives | Danfoss | 1280
131B9307 | 7.5kW IP66 Inverter Drive, H3 Filter | Drives | Danfoss | 1510
131B9308 | 11kW IP66 Inverter Drive, H3 Filter | Drives | Danfoss | 1800
139B9317 | 15KW IP66 DRIVE | Drives | Danfoss | 2250
131B9318 | 18.5kW IP66 Inverter Drive, H3 Filter | Drives | Danfoss | 2570
131B9320 | 22kW IP66 Inverter Drive, H3 Filter | Drives | Danfoss | 2925
131B9323 | 30kW IP66 Inverter Drive, H3 Filter | Drives | Danfoss | 3450
131F2566 | 37kW IP66 Inverter Drive, H3 Filter | Drives | Danfoss | 4050
131F1202 | 45kW IP66 Inverter Drive, H3 Filter | Drives | Danfoss | 5000
131F3320 | 55KW IP66 DRIVE | Drives | Danfoss | 6200
131F3302 | 75KW IP66 DRIVE | Drives | Danfoss | 7470
131F9171 | 90KW IP66 DRIVE | Drives | Danfoss | 8600
130B3150 | Backplate - To Suit FC102 1.1-4kW IP55 | Drives | Danfoss | 32
130B1098 | Backplate - To Suit FC102 5.5-7.5kW IP55 | Drives | Danfoss | 45
130B3383 | Backplate - To Suit FC102 11-18.5kW IP20/55 | Drives | Danfoss | 32
130B3397 | Backplate - To Suit FC102 22-30kW IP20/55 | Drives | Danfoss | 44
130B3910 | Backplate - To Suit FC102 37-55kW IP20/55 | Drives | Danfoss | 44
VACON100-3L-0003-5-FLOW | 1.1KW IP21 DRIVE | Drives | Vacon | 1465
VACON100-3L-0004-5-FLOW | 1.5KW IP21 DRIVE | Drives | Vacon | 1662
VACON100-3L-0005-5-FLOW | 2.2KW IP21 DRIVE | Drives | Vacon | 2000
VACON100-3L-0008-5-FLOW | 3KW IP21 DRIVE | Drives | Vacon | 2225
VACON100-3L-0009-5-FLOW | 4KW IP21 DRIVE | Drives | Vacon | 2490
VACON100-3L-0012-5-FLOW | 5.5KW IP21 DRIVE | Drives | Vacon | 2850
VACON100-3L-0016-5-FLOW | 7.5KW IP21 DRIVE | Drives | Vacon | 3420
VACON100-3L-0023-5-FLOW | 11KW IP21 DRIVE | Drives | Vacon | 4250
VACON100-3L-0031-5-FLOW | 15KW IP21 DRIVE | Drives | Vacon | 5020
VACON100-3L-0038-5-FLOW | 18.5KW IP21 DRIVE | Drives | Vacon | 5980
VACON100-3L-0046-5-FLOW | 22KW IP21 DRIVE | Drives | Vacon | 6900
VACON100-3L-0061-5-FLOW | 30KW IP21 DRIVE | Drives | Vacon | 8100
VACON100-3L-0072-5-FLOW | 37KW IP21 DRIVE | Drives | Vacon | 9450
VACON100-3L-0087-5-FLOW | 45KW IP21 DRIVE | Drives | Vacon | 11500
VACON100-3L-0003-5-FLOW+IP54 | 1.1KW IP54 DRIVE | Drives | Vacon | 1650
VACON100-3L-0004-5-FLOW+IP54 | 1.5KW IP54 DRIVE | Drives | Vacon | 1880
VACON100-3L-0005-5-FLOW+IP54 | 2.2KW IP54 DRIVE | Drives | Vacon | 2185
VACON100-3L-0008-5-FLOW+IP54 | 3KW IP54 DRIVE | Drives | Vacon | 2455
VACON100-3L-0009-5-FLOW+IP54 | 4KW IP54 DRIVE | Drives | Vacon | 2705
VACON100-3L-0012-5-FLOW+IP54 | 5.5KW IP54 DRIVE | Drives | Vacon | 3200
VACON100-3L-0016-5-FLOW+IP54 | 7.5KW IP54 DRIVE | Drives | Vacon | 3750
VACON100-3L-0023-5-FLOW+IP54 | 11KW IP54 DRIVE | Drives | Vacon | 4400
VACON100-3L-0031-5-FLOW+IP54 | 15KW IP54 DRIVE | Drives | Vacon | 5400
VACON100-3L-0038-5-FLOW+IP54 | 18.5KW IP54 DRIVE | Drives | Vacon | 6400
VACON100-3L-0046-5-FLOW+IP54 | 22KW IP54 DRIVE | Drives | Vacon | 7250
VACON100-3L-0061-5-FLOW+IP54 | 30KW IP54 DRIVE | Drives | Vacon | 8450
VACON100-3L-0072-5-FLOW+IP54 | 37KW IP54 DRIVE | Drives | Vacon | 9920
VACON100-3L-0087-5-FLOW+IP54 | 45KW IP54 DRIVE | Drives | Vacon | 12100
TP-C-710 | FAN COIL CONT WITH BACnet MS/TP COMMS | Controllers | Titan Products | 188
TP-C-710-IP | FAN COIL CONT WITH BACnet IP COMMS | Controllers | Titan Products | 195
IO/COM-8R | NETWORKABLE I/O WITH 8X UNIVERSAL INPUTS, 8 RELAY OUTPUTS | Controllers | Titan Products | 234
IO/COM-8DO | NETWORKABLE I/O WITH 8X UNIVERSAL INPUTS, 8 DIGITAL OUTPUTS | Controllers | Titan Products | 234
IO/COM-8AO | NETWORKABLE I/O WITH 8X UNIVERSAL INPUTS, 8 ANALOGUE OUTPUTS | Controllers | Titan Products | 234
TP-NM-D | BACnet MS/TP TO BACnet IP ROUTER | Controllers | Titan Products | 432
TP-NM-C-D | NETWORK MANAGER PROVIDING TIME SCHEDULING, ALARMING, TRENDING & NETWORK MAPPING | Controllers | Titan Products | 640
TP-TPZC | TPZ-NET CO-ORDINATOR | Controllers | Titan Products | 257
TP-UI-TS-4 | 4" TOUCHSCREEN, SINGLE ZONE | Controllers | Titan Products | 332
TP-UI-TS-7 | 7" TOUCHSCREEN, MULTI ZONE | Controllers | Titan Products | 645
TP-EM-16 | STANDALONE ENERGY MANAGEMENT ENCLOSURE, SMART REPORTING, IOT LINKS | Controllers | Titan Products | 1175
MZ-503 | BACNET MULTIZONE HEATING CONTROLLER (4 X ZONES OF HEATING CONTROL) | Controllers | Titan Products | 197
CCM-204/VAV | NETWORKABLE VAV CONTROLLER FOR VAV BOXES. 4 X 0-10V OUTPUTS, 2 X TRIAC OUTPUTS, 2 X RELAY OUTPUTS | Controllers | Titan Products | 197
CCM-204/NV | 2 ZONE NATURAL VENTILATION CONTROLLER FOR CROSS FLOW AND FAN BOOST APPLICATIONS WITH REAL TIME CLOCK FOR 0-10V CONTROL APPLICTIONS | Controllers | Titan Products | 197
NVC-1204 | 3 ZONE NATURAL VENTILATION CONTROLLER FOR 24VDC DRIVE CHAIN APPLICATIONS | Controllers | Titan Products | 197
CCM-204/MPC | MULTI-PURPOSE BACNET CONTROLLER. 4 X 0-10V OUTPUTS, 2 X TRIAC OUTPUTS, 2 X RELAY OUTPUTS. | Controllers | Titan Products | 192
RCX-T | TEMP NO DISPLAY | Controllers | Regin | 166
RCX-TC | CO2 NO DISPLAY | Controllers | Regin | 390
RCX-THCVP | TEMP, HUM, CO2, VOC, PIR NO DISPLAY | Controllers | Regin | 471
RCX-T-D | TEMP WITH DISPLAY | Controllers | Regin | 207
RCX-TH-D | CO2 WITH DISPLAY | Controllers | Regin | 272
RCX-TC-D | TEMP + CO2 WITH DISPLAU | Controllers | Regin | 431
RCX-THCVP-D | TEMP, HUM, CO2, VOC, PIR WITH DISPLAY | Controllers | Regin | 512
RCX-BL | WALL MOUNT (LOW) | Controllers | Regin | 14
RCX-BM | WALL MOUNT (MEDIUM) | Controllers | Regin | 14
VCA152DW-4 | Corrigo Ardo 15 I/O's, display, 1 RS485, 1 Web | Controllers | Regin | 600
VCA152W-4 | Corrigo Ardo 15 I/O's, 1 RS485, 1 Web | Controllers | Regin | 541
VCA283DW-4 | Corrigo Ardo 28 I/O's, display, 2 RS485, 1 TCP/IP, web server | Controllers | Regin | 1007
VCA283W-4 | Corrigo Ardo 28 I/O's, 2 RS485, 1 TCP/IP, web server | Controllers | Regin | 944
VCV203DWM-2 | Corrigo Vido 20 I/O:s, display, 1 RS485, 1 TCP/IP, 1 M-Bus | Controllers | Regin | 935
HCA152DW-4 | 15 I/O, DISPLAY, 1 RS485, 1 TCP/IP | Controllers | Regin | 529
HCA152W-4 | 15 I/O, 1 RS485, 1 TCP/IP | Controllers | Regin | 492
HCA283DWM-4 | 28 I/O, DISPLAY, 2 RS485, 1X TCP/IP | Controllers | Regin | 939
HCA283WM-4 | 28 I/O, 2 RS485, 1X TCP/IP | Controllers | Regin | 901
HCV191DW-2 | Exigo Vido Controller, 19 I/O, 230v, with Display | Controllers | Regin | 536
HCV192DW-2 | Exigo Vido Controller, 19 I/O, 230v, with Display, RS485, TCP/IP, Web Server | Controllers | Regin | 721
HCV203DWM-2 | Exigo Controller, 20 I/O, 230v, with Display, RS485, TCP/IP, Web Server, M-Bus | Controllers | Regin | 892
TG-UH3/PT1000 | OUTDOOR SENSOR | Controllers | Regin | 44
TG-IH3/PT1000-90 | Immersion Sensor & SS Pocket, PT1000 - To Suit Optigo/Corrigo/Exigo Controllers | Controllers | Regin | 48
TG-R5/PT1000 | Room Sensor, PT1000 - To Suit Optigo/Corrigo/Exigo Controllers | Controllers | Regin | 34
TG-R4/PT1000 | Room Sensorwith Setpoint Adjustment, PT1000 - To Suit Optigo/Corrigo/Exigo Controllers | Controllers | Regin | 59
TG-KH3/PT1000 | Duct Sensor, PT1000 - To Suit Optigo/Corrigo/Exigo Controllers | Controllers | Regin | 59
RC-C3 | Room Controller, 7 I/O, 0-10v or On/Off, Setpoint Knob, with Communication | Controllers | Regin | 144
RC-C3DFOC | Room Controller, 7 I/O, 0-10v or On/Off, with Display, Occupancy Button, Fan Control 0-10v, with Communication | Controllers | Regin | 170
RC-C3DOC | Room Controller, 7 I/O, 0-10v or On/Off, with Display, Occupancy Button, with Communication | Controllers | Regin | 167
RC-C3H | Room Controller, 7 I/O, 0-10v or On/Off, Hidden Setpoint, with Communication | Controllers | Regin | 154
RCF-230CAD | Fan Coil Controller, 230v, 0-10v, with Communication | Controllers | Regin | 170
RCF-230CD | Fan Coil Controller, 230v, On/Off, Change Over, with Communication | Controllers | Regin | 150
RCF-230CTD | Fan Coil Controller, 230v, Thermal or 3 Point, with Communication | Controllers | Regin | 154
RCF-230CTD-EC | Fan Coil Controller, 230v, Thermal or 3 Point, with Communication, EC Fan Control | Controllers | Regin | 154
AL230A | Room Controller, 230v, Temperature, 0-10v | Controllers | Regin | 148
AX-CNDR-HCE | Room Controller, 0-10v, Heating, Cooling & Fanspeed | Controllers | Axio | 90
AX-CNDR-HCEBN | Room Controller, 0-10v, Heating, Cooling & Fanspeed, BACnet | Controllers | Axio | 130
AX-CNDR-HC3 | Room Controller, 0-10v, Heating, Cooling & 3 Fanspeed Relays | Controllers | Axio | 99
AX-PI | Proportional & Integral Temperature Controller, 0-10v | Controllers | Axio | 83
AX-POT | 1-11K FASCIA MOUNTED REMOTE POT | Controllers | Axio | 46
CAD-PI | Proportional Electronic Controller | Controllers | H&C | 162
CAD-XM1A | 2/3 Stage Add-On Module - To Suit CAD-PI | Controllers | H&C | 35
CAD-POT | Fascia Mounted Set Point Control | Controllers | H&C | 59
TR1 | Room Sensor, 10K3A1 Trend/Honeywell/Thorn/New Cylon Systems | Controllers | H&C | 7.5
TI | Immersion Sensor, 10K3A1 Trend/Honeywell/Thorn/New Cylon Systems | Controllers | H&C | 14
BRASS POCKET | Brass Pocket, 150mm - To Suit Immersion Sensors | Controllers | H&C | 10.5
S/S POCKET | STAINLESS STEEL POCKET | Controllers | H&C | 11.85
TD | Duct Sensor, 10K3A1 Trend/Honeywell/Thorn/New Cylon Systems | Controllers | H&C | 14
TS | Strap-On Sensor, 10K3A1 Trend/Honeywell/Thorn/New Cylon Systems | Controllers | H&C | 18
AX-RC-P1 | Room Proportional & Integral Temperature Controller | Controllers | Axio | 53
AX-DC-P1 | Duct Proportional & Integral Temperature Controller | Controllers | Axio | 74
AX-MPR1-2 | 2KW 1PHASE | Thyristor | Axio | 78
AX-MPR1-4 | 4KW 1PHASE | Thyristor | Axio | 103
AX-MPR1-6 | 6KW 1PHASE | Thyristor | Axio | 132
AX-MPR1-9 | 9kW Thyristor Controller, Single Phase, Din Rail Mounted | Thyristor | Axio | 204
AX-MPR3-6 | 6kW Thyristor Controller, Three Phase, Din Rail Mounted | Thyristor | Axio | 121
AX-MPR3-12 | 12kW Thyristor Controller, Three Phase, Din Rail Mounted | Thyristor | Axio | 193
AX-MPR3-18 | 18kW Thyristor Controller, Three Phase, Din Rail Mounted | Thyristor | Axio | 222
AX-PPR3-27 | 27kW Thyristor Controller, Three Phase | Thyristor | Axio | 398
AX-PPR3-36 | 36kW Thyristor Controller, Three Phase | Thyristor | Axio | 472
AX-PPR3-54 | 54kW Thyristor Controller, Three Phase | Thyristor | Axio | 544
AX-PPR3-72 | 72kW Thyristor Controller, Three Phase | Thyristor | Axio | 806
AX-PPR3-105 | 105kW Thyristor Controller, Three Phase | Thyristor | Axio | 917
S1-3DR | 3.5kW Thyristor Controller, Single Phase | Thyristor | H&C | 198
ACL1-7 | 7kW Thyristor Controller, Single Phase | Thyristor | H&C | 281
AC1-9 | 9kW Thyristor Controller, Single Phase | Thyristor | H&C | 355
AC1-15 | 15kW Thyristor Controller, Single Phase | Thyristor | H&C | 365
AC1-28 | 28kW Thyristor Controller, Single Phase | Thyristor | H&C | 390
ACL3-10 | 10kW Thyristor Controller, Three Phase | Thyristor | H&C | 317
AC3-20N | 20kW Thyristor Controller, Three Phase | Thyristor | H&C | 415
AC3-28 | 28kW Thyristor Controller, Three Phase | Thyristor | H&C | 500
AC3-36 | 36kW Thyristor Controller, Three Phase | Thyristor | H&C | 515
AC3-57 | 57kW Thyristor Controller, Three Phase | Thyristor | H&C | 620
AC3-86 | 86kW Thyristor Controller, Three Phase | Thyristor | H&C | 725
AC3-138 | 138kW Thyristor Controller, Three Phase | Thyristor | H&C | 910
AC3-172 | 172kW Thyristor Controller, Three Phase | Thyristor | H&C | 1140
AC3-200 | 200kW Thyristor Controller, Three Phase | Thyristor | H&C | 1500
930-80 | Air Differential Pressure Switch, 0.2-3mbar | Pressure | Beck | 13
930-83 | Air Differential Pressure Switch, 0.5-5mbar | Pressure | Beck | 13
930-85 | Air Differential Pressure Switch, 1-10mbar | Pressure | Beck | 13
930-86 | Air Differential Pressure Switch, 5-25mbar | Pressure | Beck | 13
930-80-IP65 | Air Differential Pressure Switch, 0.2-3mbar, IP65 | Pressure | Beck | 29.5
930-83-IP65 | Air Differential Pressure Switch, 0.5-5mbar, IP65 | Pressure | Beck | 29.5
930-85-IP65 | Air Differential Pressure Switch, 1-10mbar, IP65 | Pressure | Beck | 29.5
930-80-IP65-BOX | Air Differential Pressure Switch, 0.2-3mbar in IP65 BOX | Pressure | Beck | 63
930-83-IP65-BOX | Air Differential Pressure Switch, 0.5-5mbar in IP65 BOX | Pressure | Beck | 63
930-85-IP65-BOX | Air Differential Pressure Switch, 1-10mbar in IP65 BOX | Pressure | Beck | 63
DUCT KIT (INCL.2 SPIGGOTS & 2M TUBE) | 2X SPIGGOTS & 2M TUBE | Pressure | H&C | 1.95
T-PIECES | Nylon Tube, 8 x 6mm | Pressure | H&C | 1.85
30M ROLL OF TUBE | 30m Tube, UPVC | Pressure | H&C | 25.5
METAL MOUNTING BRACKET (FOR 930) | METAL MOUNTING BRACKET (FOR 930) | Pressure | H&C | 3.15
A/MCS | Current Switch, Solid Core, Fixed | Pressure | ACI | 38
A/MCS-A | Current Switch, Solid Core, Adjustable | Pressure | ACI | 57
AX-CSL-150-2 | CURRENT SWITCH FIXED VERSION | Pressure | Axio | 28
AX-CSL-A150-03 | CURRENT SWITCH ADJ VERSION | Pressure | Axio | 36
RIBXKTF | Current Switch, Solid Core, Fixed | Pressure | Functional Devices | 49
RIBXKTA | Current Switch, Solid Core, Adjustable | Pressure | Functional Devices | 50
RIBXGTA-SCAL | Current Switch, Split Core, Self Calibrating | Pressure | Functional Devices | 79
PTH 3202 | MULTIRANGE AIR DP TRANSMITTER | Pressure | Bailey & Mackey | 98
DUCT KIT | 2X SPIGGOTS & 2M TUBE | Pressure | S&S Northern | 1.95
ADPT | MULTI RANGE AIR DP TRANSMITTER COMPLETE WITH DUCT KIT | Pressure | Flamefast | 84.5
BA/ZPMB-SR-NT-D-BB | MUTLIRANGE IP66 AIR DP TRANSMITTER C/W DISPLAY | Pressure | BAPI | 165
DUCT KIT | 2X SPIGGOTS & 2M TUBE | Pressure | S&S Northern | 1.95
DPT2500-R8 | Air Differential Pressure Transmitter, Multirange Output | Pressure | HK Instruments | 116
DPT2500-R8-D | Air Differential Pressure Transmitter, Multirange Output, with Display | Pressure | HK Instruments | 154
DPT2500-R8-AZ | Air Differential Pressure Transmitter, Multirange Output, Auto Zero Calibration | Pressure | HK Instruments | 176
DPT2500-R8-D-AZ | Air Differential Pressure Transmitter, Multirange Output, Auto Zero Calibration, with Display | Pressure | HK Instruments | 204
DUCT KIT | 2X SPIGGOTS & 2M TUBE | Pressure | S&S Northern | 1.95
PDTX12-C | Differential pressure transmitter, 0-1250Pa, 2xUI, 2xUO | Pressure | Regin | 215
PDTX25-C | Differential pressure transmitter, 0-2500Pa, 2xUI, 2xUO | Pressure | Regin | 215
PDTX75-C | AIR DP 0-7500Pa | Pressure | Regin | 215
PDTX12-2-C | Differential pressure transmitter, 0-1250Pa, 2 sensors, 2xUI, 2xUO | Pressure | Regin | 278
PDTX25-2-C | Differential pressure transmitter, 0-2500Pa, 2 sensors, 2xUI, 2xUO | Pressure | Regin | 278
PDTX12S-25-C | Differential pressure transmitter, 0-1250/0-2500Pa, 2xUI, 2xUO | Pressure | Regin | 278
PDTX12S-75-C | Differential pressure transmitter, 0-1250/0-7500Pa, 2xUI, 2xUO | Pressure | Regin | 278
TPDPT8/125-COM | SMART DP TRANSMITTER .+- -0-25,0-50,0-100,0-125 | Pressure | Titan Products | 169
TPDPT8/500-COM | SMART DP TRANSMITTER.+-0-200,0-300,0-400,0-500 | Pressure | Titan Products | 169
FD113 | Water Differential Pressure Switch, 0.2-4bar | Pressure | Copeland | 77
LDPS-01 | 0.2-1BAR 1/4 BSP CONNECTION IP30 | Pressure | Flamefast | 42
H1382P.250MBAR | Water Differential Pressure Switch, 15-250mbar | Pressure | Bailey & Mackey | 165
H1382P.1BAR | Water Differential Pressure Switch, 0.07-1bar | Pressure | Bailey & Mackey | 165
H1382P.4BAR | Water Differential Pressure Switch, 0.2-4 bar | Pressure | Bailey & Mackey | 165
H1382P.11BAR | Water Differential Pressure Switch, 0.5-11bar | Pressure | Bailey & Mackey | 165
H1382P.28BAR | Water Differential Pressure Switch, 2-28bar | Pressure | Bailey & Mackey | 165
H1382P KIT | Fittings (2 X 1/8" & 2 X 1/4") & Copper Tube, 2m | Pressure | Bailey & Mackey | 37
SPARE FITTINGS 1/8" | Spare 1/8" Fitting for copper kit | Pressure | Bailey & Mackey | 7.8
SPARE FITTING 1/4" | SPARE FITTING 1/4" FOR H1382P | Pressure | Bailey & Mackey | 7.8
COPPER TUBE 1M | Copper Tube, 1m Length | Pressure | Bailey & Mackey | 7.26
1382/1 | Liquid Differential Pressure Switch, 0.07-1bar | Pressure | Bailey & Mackey | 228
1382/4 | Liquid Differential Pressure Switch, 0.2-4bar | Pressure | Bailey & Mackey | 228
1382/11 | Liquid Differential Pressure Switch, 0.5-11bar | Pressure | Bailey & Mackey | 228
1382/28 | Liquid Differential Pressure Switch, 2-28bar | Pressure | Bailey & Mackey | 228
1482/0.125 | Liquid Differential Pressure Switch, 5-125mbar | Pressure | Bailey & Mackey | 263
1482/0.25 | Liquid Differential Pressure Switch, 15-250mbar | Pressure | Bailey & Mackey | 263
1482/0.4 | Liquid Differential Pressure Switch, 25-400mbar | Pressure | Bailey & Mackey | 263
1382/1V | Liquid Differential Pressure Switch, 0.07-1bar, Adjustable Range | Pressure | Bailey & Mackey | 282
1382/4V | Liquid Differential Pressure Switch, 0.2-4bar, Adjustable Range | Pressure | Bailey & Mackey | 282
1382/11V | Liquid Differential Pressure Switch, 0.5-11bar, Adjustable Range | Pressure | Bailey & Mackey | 282
1382/28V | Liquid Differential Pressure Switch, 2-28bar, Adjustable Range | Pressure | Bailey & Mackey | 282
1482/0.125V | Liquid Differential Pressure Switch, 5-125mbar, Adjustable Range | Pressure | Bailey & Mackey | 317
1482/0.25V | Liquid Differential Pressure Switch, 15-250mbar, Adjustable Range | Pressure | Bailey & Mackey | 317
1482/0.4V | Liquid Differential Pressure Switch, 25-400mbar, Adjustable Range | Pressure | Bailey & Mackey | 317
1381/1 | Static Positive Pressure Switch, -1-1bar | Pressure | Bailey & Mackey | 103
1381/4 | Static Positive Pressure Switch, 0.2-4bar | Pressure | Bailey & Mackey | 103
1381/11 | Static Positive Pressure Switch, 0.5-11bar | Pressure | Bailey & Mackey | 103
1381/14 | Static Positive Pressure Switch, 0.7-14bar | Pressure | Bailey & Mackey | 103
1381/28 | Static Positive Pressure Switch, 2-28bar | Pressure | Bailey & Mackey | 103
1381/42 | Static Positive Pressure Switch, 2-42bar | Pressure | Bailey & Mackey | 103
1481/125 | Static Positive Pressure Switch, 5-125mbar | Pressure | Bailey & Mackey | 126
1481/250 | Static Positive Pressure Switch, 15-250mbar | Pressure | Bailey & Mackey | 126
1481/400 | Static Positive Pressure Switch, 25-400mbar | Pressure | Bailey & Mackey | 126
1381/1V | Static Positive Pressure Switch, -1-1bar, Adjustable Range | Pressure | Bailey & Mackey | 158
1381/4V | Static Positive Pressure Switch, 0.2-4bar, Adjustable Range | Pressure | Bailey & Mackey | 158
1381/11V | Static Positive Pressure Switch, 0.5-11bar, Adjustable Range | Pressure | Bailey & Mackey | 158
1381/14V | Static Positive Pressure Switch, 0.7-14bar, Adjustable Range | Pressure | Bailey & Mackey | 158
1381/28V | Static Positive Pressure Switch, 2-28bar, Adjustable Range | Pressure | Bailey & Mackey | 158
1381/42V | Static Positive Pressure Switch, 2-42bar, Adjustable Range | Pressure | Bailey & Mackey | 158
1481/125V | Static Positive Pressure Switch, 5-125bar, Adjustable Range | Pressure | Bailey & Mackey | 180
1481/250V | Static Positive Pressure Switch, 15-250bar, Adjustable Range | Pressure | Bailey & Mackey | 180
1481/400V | Static Positive Pressure Switch, 25-400bar, Adjustable Range | Pressure | Bailey & Mackey | 180
481A-500 MBAR | 0-0.5 BAR RANGE 4-20MA | Pressure | Bailey & Mackey | 185
481A-1 | Static Positive Pressure Transmitter, 0-1bar, 4-20mA | Pressure | Bailey & Mackey | 185
481A-4 | Static Positive Pressure Transmitter, 0-4bar, 4-20mA | Pressure | Bailey & Mackey | 185
481A-6 | Static Positive Pressure Transmitter, 0-6bar, 4-20mA | Pressure | Bailey & Mackey | 185
481A-10 | Static Positive Pressure Transmitter, 0-10bar, 4-20mA | Pressure | Bailey & Mackey | 185
481A-16 | Static Positive Pressure Transmitter, 0-16bar, 4-20mA | Pressure | Bailey & Mackey | 185
481A-20 | Static Positive Pressure Transmitter, 0-20bar, 4-20mA | Pressure | Bailey & Mackey | 185
481B-350 MBAR | 0-0.35 BAR RANGE 4-20MA | Pressure | Bailey & Mackey | 185
481B-1 | Static Positive Pressure Transmitter, 0-1bar, 0-10v | Pressure | Bailey & Mackey | 185
481B-4 | Static Positive Pressure Transmitter, 0-4bar, 0-10v | Pressure | Bailey & Mackey | 185
481B-6 | Static Positive Pressure Transmitter, 0-6bar, 0-10v | Pressure | Bailey & Mackey | 185
481B-10 | Static Positive Pressure Transmitter, 0-10bar, 0-10v | Pressure | Bailey & Mackey | 185
481B-16 | Static Positive Pressure Transmitter, 0-16bar, 0-10v | Pressure | Bailey & Mackey | 185
481B-20 | Static Positive Pressure Transmitter, 0-20bar, 0-10v | Pressure | Bailey & Mackey | 185
482A - 35 MBAR | 0-0.035 BAR RANGE 4-20MA | Pressure | Bailey & Mackey | 248
482A-70 MBAR | 0-0.07 BAR RANGE 4-20MA | Pressure | Bailey & Mackey | 248
482A-200 MBAR | 0-0.2 BAR RANGE 4-20MA | Pressure | Bailey & Mackey | 248
482A-350 MBAR | 0-0.35 BAR RANGE 4-20MA | Pressure | Bailey & Mackey | 248
482A-400 MBAR | 0-0.4 BAR RANGE 4-20MA | Pressure | Bailey & Mackey | 248
482A-500 MBAR | 0-0.5 BAR RANGE 4-20MA | Pressure | Bailey & Mackey | 248
482A-1 | Liquid Differential Pressure Transmitter, 0-1bar, 4-20mA | Pressure | Bailey & Mackey | 248
482A-2 | Liquid Differential Pressure Transmitter, 0-2bar, 4-20mA | Pressure | Bailey & Mackey | 248
482A-4 | Liquid Differential Pressure Transmitter, 0-4bar, 4-20mA | Pressure | Bailey & Mackey | 248
482A-6 | Liquid Differential Pressure Transmitter, 0-6bar, 4-20mA | Pressure | Bailey & Mackey | 248
482A-7 | Liquid Differential Pressure Transmitter, 0-7bar, 4-20mA | Pressure | Bailey & Mackey | 248
482A-10 | Liquid Differential Pressure Transmitter, 0-10bar, 4-20mA | Pressure | Bailey & Mackey | 248
482A-12 | Liquid Differential Pressure Transmitter, 0-12bar, 4-20mA | Pressure | Bailey & Mackey | 248
482B-400 MBAR | 0-0.4 BAR RANGE 4-20MA | Pressure | Bailey & Mackey | 248
482B-1 | Liquid Differential Pressure Transmitter, 0-1bar, 0-10v | Pressure | Bailey & Mackey | 248
482B-2 | Liquid Differential Pressure Transmitter, 0-2bar, 0-10v | Pressure | Bailey & Mackey | 248
482B-4 | Liquid Differential Pressure Transmitter, 0-4bar, 0-10v | Pressure | Bailey & Mackey | 248
482B-6 | Liquid Differential Pressure Transmitter, 0-6bar, 0-10v | Pressure | Bailey & Mackey | 248
482B-7 | Liquid Differential Pressure Transmitter, 0-7bar, 0-10v | Pressure | Bailey & Mackey | 248
482B-10 | Liquid Differential Pressure Transmitter, 0-10bar, 0-10v | Pressure | Bailey & Mackey | 248
37001 | Liquid Static Pressure Switch, 0-6bar, Adjustable Range | Pressure | H&C | 53
LPS-06 | IP30 -0.7 - 6 BAR 1/4 BSP CONNECTION | Pressure | Flamefast | 26
AFS-262-HT | Air Differential Pressure Switch, High Temperature, 0.13-30mbar | Pressure | H&C | 100
PSG901.62 | Gas Pressure Switch, 10-50mbar | Pressure | H&C | 59
AX-DIM4-MI5 | 4 digital input (VFC) multiplexer 0-10VDC output, Trend compatible | Input/Output | Axio | 31
AX-DIM6-MI-V | 6 digital input (VFC) multiplexer 0-10VDC output, Trend compatible | Input/Output | Axio | 53
AX-RM1F | Single Relay Module | Input/Output | Axio | 22
AX-RM1AB | Single Relay Module with Adjustment & Buffered Output | Input/Output | Axio | 32
AX-RM1-12DS-S | Relay c/w Base, Single Pole, 12vdc | Input/Output | Axio | 6.5
AX-RIM-135 | RESISTANCE INPUT MODULE 24VAC / DC LED INDICATORS | Input/Output | Axio | 40
AX-RIM-1K | Resistance Input Module, 1000Ω TO 0-10vdc | Input/Output | Axio | 40
AX-RM2T | 2 Relay Module | Input/Output | Axio | 29
AX-RM3M | 3 Relay Module | Input/Output | Axio | 41
AX-RM4M | 4 Relay Module | Input/Output | Axio | 45
AX-RM4AB | 4 Relay Module with Adjustment Switch | Input/Output | Axio | 104
AX-RM6M | 6 Relay Module | Input/Output | Axio | 73.5
AX-FRM3-24 | Fan Speed Relay Module, 24v | Input/Output | Axio | 37
AX-FRM3-230 | Fan Speed Relay Module, 230v | Input/Output | Axio | 41
AX-DAOM | Dual Avalogue Output Module | Input/Output | Axio | 46
AX-AMMM | Averaging Module, 4 Channel, Min/Max | Input/Output | Axio | 52
AX-VMUX | Analogue Input Multiplexer, 4 Channel | Input/Output | Axio | 41
AX-VDEMUX | Analogue De-Multiplexer, 4 Channel | Input/Output | Axio | 41
AX-ARL | Raise Lower Control Module | Input/Output | Axio | 48.5
AX-PCM1-120I | Phase Cut Module, 120VA | Input/Output | Axio | 151
AX-PCM2-30I | Phase Cut Module, Dual 30VA | Input/Output | Axio | 60
AX-MA10-24 | Alarm Integration Module, 10 Channel, 24v | Input/Output | Axio | 35
AX-MA10-230 | Alarm Integration Module, 10 Channel, 230v | Input/Output | Axio | 35
AX-MA20-24 | Alarm Integration Module, 20 Channel, 24v | Input/Output | Axio | 53
AX-MA20-230 | Alarm Integration Module, 20 Channel, 230v | Input/Output | Axio | 55
AX-ABC | Analogue Buffer & Conversion Module | Input/Output | Axio | 40
AX-RLA-AC | Raise Lower to Analogue Module | Input/Output | Axio | 40
AX-REF-V1 | COMMISSIONING TOOL | Input/Output | Axio | 130
AX-VI | Conversion Module, 0-10v to 4-20mA | Input/Output | Axio | 30
AX-VI-IP65 | Conversion Module, 0-10v to 4-20mA | Input/Output | Axio | 61
AX-CSM-2 | Current Splitter Module, Analogue to 2 x 4-20mA | Input/Output | Axio | 58
AX-CSM-3 | Current Splitter Module, Analogue to 3 x 4-20mA | Input/Output | Axio | 72
AX-CSM-4 | Current Splitter Module, Analogue to 4 x 4-20mA | Input/Output | Axio | 83.5
AX-VSR | Voltage Rescaling Module | Input/Output | Axio | 48
AX-FC-8 | Single Phase Fan Speed Controller | Input/Output | Axio | 104
AX-WAC | Window Actuator Controller, 3 Channel | Input/Output | Axio | 110
IO/AD3W/5-75 | DRIVE TIME OF 5-75 SECONDS | Input/Output | Titan Products | 124.8
IO/AD3W/20-100 | DRIVE TIME OF 20-100 SECONDS | Input/Output | Titan Products | 124.8
IO/AD3W/30-110 | DRIVE TIMEÓF 30-110 SECONDS | Input/Output | Titan Products | 124.8
B10C1001A | MCB 10kA C Curve 1 Pole 1A | Electrical panel products | IMO | 9
B10C1002A | MCB 10kA C Curve 1 Pole 2A | Electrical panel products | IMO | 9
B10C1004A | MCB 10kA C Curve 1 Pole 4A | Electrical panel products | IMO | 9
B10C1006A | MCB 10kA C Curve 1 Pole 6A | Electrical panel products | IMO | 9
B10C1010A | MCB 10kA C Curve 1 Pole 10A | Electrical panel products | IMO | 9
B10C1016A | MCB 10kA C Curve 1 Pole 16A | Electrical panel products | IMO | 9
B10C1020A | MCB 10kA C Curve 1 Pole 20A | Electrical panel products | IMO | 9
B10C1025A | MCB 10kA C Curve 1 Pole 25A | Electrical panel products | IMO | 9
B10C1032A | MCB 10kA C Curve 1 Pole 32A | Electrical panel products | IMO | 9
B10C1040A | MCB 10kA C Curve 1 Pole 40A | Electrical panel products | IMO | 9
B10C1050A | MCB 10kA C Curve 1 Pole 50A | Electrical panel products | IMO | 9
B10C1063A | MCB 10kA C Curve 1 Pole 63A | Electrical panel products | IMO | 9
B10D1001A | MCB 10kA D Curve 1 Pole 1A | Electrical panel products | IMO | 10
B10D1002A | MCB 10kA D Curve 1 Pole 2A | Electrical panel products | IMO | 10
B10D1004A | MCB 10kA D Curve 1 Pole 4A | Electrical panel products | IMO | 10
B10D1006A | MCB 10kA D Curve 1 Pole 6A | Electrical panel products | IMO | 10
B10D1010A | MCB 10kA D Curve 1 Pole 10A | Electrical panel products | IMO | 10
B10D1016A | MCB 10kA D Curve 1 Pole 16A | Electrical panel products | IMO | 10
B10D1020A | MCB 10kA D Curve 1 Pole 20A | Electrical panel products | IMO | 10
B10D1025A | MCB 10kA D Curve 1 Pole 25A | Electrical panel products | IMO | 10
B10D1032A | MCB 10kA D Curve 1 Pole 32A | Electrical panel products | IMO | 10
B10D1040A | MCB 10kA D Curve 1 Pole 40A | Electrical panel products | IMO | 10
B10D1050A | MCB 10kA D Curve 1 Pole 50A | Electrical panel products | IMO | 10
B10D1063A | MCB 10kA D Curve 1 Pole 63A | Electrical panel products | IMO | 10
B10C2001A | MCB 10kA C Curve 2 Pole 1A | Electrical panel products | IMO | 18
B10C2002A | MCB 10kA C Curve 2 Pole 2A | Electrical panel products | IMO | 18
B10C2004A | MCB 10kA C Curve 2 Pole 4A | Electrical panel products | IMO | 18
B10C2006A | MCB 10kA C Curve 2 Pole 6A | Electrical panel products | IMO | 18
B10C2010A | MCB 10kA C Curve 2 Pole 10A | Electrical panel products | IMO | 18
B10C2016A | MCB 10kA C Curve 2 Pole 16A | Electrical panel products | IMO | 18
B10C2020A | MCB 10kA C Curve 2 Pole 20A | Electrical panel products | IMO | 18
B10C2025A | MCB 10kA C Curve 2 Pole 25A | Electrical panel products | IMO | 18
B10C2032A | MCB 10kA C Curve 2 Pole 32A | Electrical panel products | IMO | 18
B10C2040A | MCB 10kA C Curve 2 Pole 40A | Electrical panel products | IMO | 18
B10C2050A | MCB 10kA C Curve 2 Pole 50A | Electrical panel products | IMO | 18
B10C2063A | MCB 10kA C Curve 2 Pole 63A | Electrical panel products | IMO | 18
B10D2001A | MCB 10kA D Curve 2 Pole 1A | Electrical panel products | IMO | 20
B10D2002A | MCB 10kA D Curve 2 Pole 2A | Electrical panel products | IMO | 20
B10D2004A | MCB 10kA D Curve 2 Pole 4A | Electrical panel products | IMO | 20
B10D2006A | MCB 10kA D Curve 2 Pole 6A | Electrical panel products | IMO | 20
B10D2010A | MCB 10kA D Curve 2 Pole 10A | Electrical panel products | IMO | 20
B10D2016A | MCB 10kA D Curve 2 Pole 16A | Electrical panel products | IMO | 20
B10D2020A | MCB 10kA D Curve 2 Pole 20A | Electrical panel products | IMO | 20
B10D2025A | MCB 10kA D Curve 2 Pole 25A | Electrical panel products | IMO | 20
B10D2032A | MCB 10kA D Curve 2 Pole 32A | Electrical panel products | IMO | 20
B10D2040A | MCB 10kA D Curve 2 Pole 40A | Electrical panel products | IMO | 20
B10D2050A | MCB 10kA D Curve 2 Pole 50A | Electrical panel products | IMO | 20
B10D2063A | MCB 10kA D Curve 2 Pole 63A | Electrical panel products | IMO | 20
B10C3001A | MCB 10kA C Curve 3 Pole 1A | Electrical panel products | IMO | 27
B10C3002A | MCB 10kA C Curve 3 Pole 2A | Electrical panel products | IMO | 27
B10C3004A | MCB 10kA C Curve 3 Pole 4A | Electrical panel products | IMO | 27
B10C3006A | MCB 10kA C Curve 3 Pole 6A | Electrical panel products | IMO | 27
B10C3010A | MCB 10kA C Curve 3 Pole 10A | Electrical panel products | IMO | 27
B10C3016A | MCB 10kA C Curve 3 Pole 16A | Electrical panel products | IMO | 27
B10C3020A | MCB 10kA C Curve 3 Pole 20A | Electrical panel products | IMO | 27
B10C3025A | MCB 10kA C Curve 3 Pole 25A | Electrical panel products | IMO | 27
B10C3032A | MCB 10kA C Curve 3 Pole 32A | Electrical panel products | IMO | 27
B10C3040A | MCB 10kA C Curve 3 Pole 40A | Electrical panel products | IMO | 27
B10C3050A | MCB 10kA C Curve 3 Pole 50A | Electrical panel products | IMO | 27
B10C3063A | MCB 10kA C Curve 3 Pole 63A | Electrical panel products | IMO | 27
B10D3001A | MCB 10kA D Curve 3 Pole 1A | Electrical panel products | IMO | 30
B10D3002A | MCB 10kA D Curve 3 Pole 2A | Electrical panel products | IMO | 30
B10D3004A | MCB 10kA D Curve 3 Pole 4A | Electrical panel products | IMO | 30
B10D3006A | MCB 10kA D Curve 3 Pole 6A | Electrical panel products | IMO | 30
B10D3010A | MCB 10kA D Curve 3 Pole 10A | Electrical panel products | IMO | 30
B10D3016A | MCB 10kA D Curve 3 Pole 16A | Electrical panel products | IMO | 30
B10D3020A | MCB 10kA D Curve 3 Pole 20A | Electrical panel products | IMO | 30
B10D3025A | MCB 10kA D Curve 3 Pole 25A | Electrical panel products | IMO | 30
B10D3032A | MCB 10kA D Curve 3 Pole 32A | Electrical panel products | IMO | 30
B10D3040A | MCB 10kA D Curve 3 Pole 40A | Electrical panel products | IMO | 30
B10D3050A | MCB 10kA D Curve 3 Pole 50A | Electrical panel products | IMO | 30
B10D3063A | MCB 10kA D Curve 3 Pole 63A | Electrical panel products | IMO | 30
BF10-F3 | AUXILIARY TO SUIT ABOVE | Electrical panel products | IMO | 8.5
ER2.5P | 2.5mm Terminal Block **PRICE PER 100** | Electrical panel products | IMO | 65
ER4P | 4.0mm Terminal Block **PRICE PER 100** | Electrical panel products | IMO | 67
EP2.5-10 | End Plate For ER2.5 / ER4 **PRICE PER 100** | Electrical panel products | IMO | 37
ERD2.5D | 2.5mm Double Deck **PRICE PER 100** | Electrical panel products | IMO | 230
ERD4D | 4.0mm Double Deck **PRICE PER 100** | Electrical panel products | IMO | 290
EP4 | End Plate for ERD2.5 / ERD4D **PRICE PER 100** | Electrical panel products | IMO | 50
ERPE2.5/4 | 2.5/4.0mm Earth Terminal Block **PRICE PER 100** | Electrical panel products | IMO | 205
ERPED2.5 | 2.5mm Earth Double Deck **PRICE PER 100** | Electrical panel products | IMO | 950
ERPED4 | 4.0mm Earth Double Deck **PRICE PER 100** | Electrical panel products | IMO | 1300
CC2.5/10 | 10 Way 2.5mm Screw Terminal Jumper Bar **PRICE PER 100** | Electrical panel products | IMO | 240
CC4/10 | 10 Way 4mm Screw Terminal Jumper Bar **PRICE PER 100** | Electrical panel products | IMO | 300
PF2.5 | push Fit Terminal block 2.5mm **PRICE PER 100** | Electrical panel products | IMO | 68
EPPF2.5 | End Plate for PF2.5 **PRICE PER 100** | Electrical panel products | IMO | 32
PF4 | push Fit Terminal block 4.0mm **PRICE PER 100** | Electrical panel products | IMO | 75
EPPF4 | End Plate for PF4 **PRICE PER 100** | Electrical panel products | IMO | 32
PFD2.5 | 2.5mm Double Deck **PRICE PER 100** | Electrical panel products | IMO | 175
EPPFD2.5 | End Plate for Above **PRICE PER 100** | Electrical panel products | IMO | 55
PFD4 | 4mm Double Deck **PRICE PER 100** | Electrical panel products | IMO | 225
EPPFD4 | End plate for above **PRICE PER 100** | Electrical panel products | IMO | 67
PFPE2.5P | 2.5mm earth **PRICE PER 100** | Electrical panel products | IMO | 205
EPPFPE2.5P | End plate for 2.5mm earth **PRICE PER 100** | Electrical panel products | IMO | 32
PFPE4P | 4mm earth **PRICE PER 100** | Electrical panel products | IMO | 215
EPPFPE4P | End plate for 4mm earth **PRICE PER 100** | Electrical panel products | IMO | 34
CCS2.5/10 | 10 Way 2.5mm Push Fit Jumper Bar **PRICE PER 100** | Electrical panel products | IMO | 380
CCS4/10 | 10 Way 4mm Push Fit Jumper Bar **PRICE PER 100** | Electrical panel products | IMO | 420
ES4GREY | SCREWELESS END STOP **PRICE PER 100** | Electrical panel products | IMO | 62
MT5 | 100 Blank Markers 5 x 5mm **PRICE PER 100** | Electrical panel products | IMO | 5
MT5-XX | 100 Markers - Marked XX 5 x 5mm * **PRICE PER 100** | Electrical panel products | IMO | 6
MT5-XX-YY | 100 Markers - Marked XX-YY 5 x 5mm * **PRICE PER 100** | Electrical panel products | IMO | 6
BIS1063A | 1 POLE 63A | Electrical panel products | IMO | 6.1
BIS2063A | 2 POLE 63A | Electrical panel products | IMO | 14.25
BIS2100C | 2 POLE 100A | Electrical panel products | IMO | 14.25
BIS2125A | 2 POLE 125A | Electrical panel products | IMO | 28.5
BIS3063A | 3 POLE 63A | Electrical panel products | IMO | 18.1
BIS3125A | 3 POLE 125A | Electrical panel products | IMO | 35.5
BIS4063A | 4 POLE 63A | Electrical panel products | IMO | 28.5
BIS4100C | 4 POLE 100A | Electrical panel products | IMO | 28.5
BIS4125A | 4 POLE 125A | Electrical panel products | IMO | 57
PE69-4020 | 4 POLE ENCLOSED ISOLATOR 20A | Electrical panel products | IMO | 38
PE69-4025 | 4 POLE ENCLOSED ISOLATOR 25A | Electrical panel products | IMO | 40
PE69-4032 | 4 POLE ENCLOSED ISOLATOR 32A | Electrical panel products | IMO | 43.5
PE69-4040 | 4 POLE ENCLOSED ISOLATOR 40A | Electrical panel products | IMO | 48
LB69-4020 | 4 Pole Base Mount Interlock Isolator 20A | Electrical panel products | IMO | 30
LB69-4025 | 4 Pole Base Mount Interlock Isolator 25A | Electrical panel products | IMO | 32.5
LB69-4032 | 4 Pole Base Mount Interlock Isolator 32A | Electrical panel products | IMO | 34
LB69-4063 | 4 Pole Base Mount Interlock Isolator 63A | Electrical panel products | IMO | 47
LB69-4080 | 4 Pole Base Mount Interlock Isolator 80A | Electrical panel products | IMO | 51
LB69-40100 | 4 Pole Base Mount Interlock Isolator 100A | Electrical panel products | IMO | 114
LB69-40125 | 4 Pole Base Mount Interlock Isolator 125A | Electrical panel products | IMO | 140
H69-0001 | Rotary Isolator Handle | Electrical panel products | IMO | 5.7
H69-0003 | Isolator Handle | Electrical panel products | IMO | 5.7
E69-0001 | 100mm Extension Shaft | Electrical panel products | IMO | 1.5
E69-0002 | 200mm Extension Shaft | Electrical panel products | IMO | 1.5
E69-0003 | 300mm Extension Shaft | Electrical panel products | IMO | 1.6
E69-0004 | 400mm Extension Shaft | Electrical panel products | IMO | 2.9
MC10N-S-10230AC | 3 Pole Open 4kW 10A 1 NO Aux 230V Coil | Electrical panel products | IMO | 23
MC10N-S-1024AC | 3 Pole Open 4kW 10A 1 NO Aux 24V Coil | Electrical panel products | IMO | 23
MC14N-S-10230AC | 3 Pole Open 5.5kW 14A 1 NO Aux 230V Coil | Electrical panel products | IMO | 28
MC14N-S-1024AC | 3 Pole Open 5.5kW 14A 1 NO Aux 24V Coil | Electrical panel products | IMO | 28
MC18N-S-10230AC | 3 Pole Open 7.5kW 18A 1 NO Aux 230V Coil | Electrical panel products | IMO | 33
MC18N-S-1024AC | 3 Pole Open 7.5kW 18A 1 NO Aux 24V Coil | Electrical panel products | IMO | 33
MC22N-S-10230AC | 3 Pole Open 11kW 22A 1 NO Aux 230V Coil | Electrical panel products | IMO | 42
MC22N-S-1024AC | 3 Pole Open 11kW 22A 1 NO Aux 24V Coil | Electrical panel products | IMO | 42
MC24-S-00230 | 3 Pole Open 11kW 24A 230V | Electrical panel products | IMO | 48
MC32-S-00230 | 3 Pole Open 15kW 32A 230V | Electrical panel products | IMO | 48
MC40-S-00230 | 3 Pole Open 18.5kW 40A 230V | Electrical panel products | IMO | 82
MC50-S-00230 | 3 Pole Open 22kW 50A 230V | Electrical panel products | IMO | 110
MCA01 | AUX CONTACT BLOCK 1 X NC for MC10 to MC115 | Electrical panel products | IMO | 4
MCA10 | AUX CONTACT BLOCK 1 X NO for MC10 to MC115 | Electrical panel products | IMO | 4
MCOR-1-1.8 | 1.2 - 1.8A | Electrical panel products | IMO | 31
MCOR-1-2.7 | 1.8 - 2.7A | Electrical panel products | IMO | 31
MCOR-1-4 | 2.7 - 4A | Electrical panel products | IMO | 31
MCOR-1-6 | 4-6A | Electrical panel products | IMO | 31
MCOR-1-9 | 6-9A | Electrical panel products | IMO | 31
MCOR-1-11 | 8-11A | Electrical panel products | IMO | 31
MCOR-1-14 | 10-14A | Electrical panel products | IMO | 31
MCOR-1-18 | 1.2-1.8A OVERLOAD | Electrical panel products | IMO | 31
MCOR-1-24 | 17-24A | Electrical panel products | IMO | 31
MCOR-1-32 | 23-32A | Electrical panel products | IMO | 31
RM1-12DS-S | Relay c/w Base, Single Pole, 12vdc | Electrical panel products | Axio | 6.45
RM1-24A | Relay c/w Base, Single Pole, 24vac | Electrical panel products | Axio | 6.26
RM1-24D | Relay c/w Base, Single Pole, 24vdc | Electrical panel products | Axio | 6.26
RM1-230A | Relay c/w Base, Single Pole, 230vac | Electrical panel products | Axio | 6.45
RM2-12DC | Relay c/w Base, 2 Pole, 12vdc | Electrical panel products | Axio | 6.45
RM2-24A | Relay c/w Base, 2 Pole, 24vac | Electrical panel products | Axio | 5.96
RM2-24D | Relay c/w Base, 2 Pole, 24vdc | Electrical panel products | Axio | 5.96
RM2-230A | Relay c/w Base, 2 Pole, 230vac | Electrical panel products | Axio | 7.15
HF-EL | Green LED, 6-24vac/dc | Electrical panel products | Axio | 1.68
HF-EN | Green LED, 110v-240vac | Electrical panel products | Axio | 1.12
14FF-JUMPER BAR | Connector Bay, 8 Way/10 way | Electrical panel products | Axio | 2.8
R3N 12VDC | Relay, 3 Pole, 12vdc | Electrical panel products | Axio | 2.45
R3N 24VAC | Relay, 3 Pole, 24vac | Electrical panel products | Axio | 2.45
R3N 24VDC | Relay, 3 Pole, 24vdc | Electrical panel products | Axio | 2.45
R3N 230VAC | Relay, 3 Pole, 230vac | Electrical panel products | Axio | 2.45
R4N 12VDC | Relay, 4 Pole, 12vdc | Electrical panel products | Axio | 2.45
R4N 24VAC | Relay, 4 Pole, 24vac | Electrical panel products | Axio | 5.96
R4N 24VDC | Relay, 4 Pole, 24vdc | Electrical panel products | Axio | 5.96
R4N 230VAC | Relay, 4 Pole, 230vac | Electrical panel products | Axio | 5.96
GZT3 | BASE TO SUIT R3 TOP & BOTTOM | Electrical panel products | Axio | 3.28
GZT4 | BASE TO SUIT R4 TOP & BOTTOM | Electrical panel products | Axio | 3.28
GZM3 | BASE TO SUIT R3 TOP | Electrical panel products | Axio | 3.28
GZM4 | BASE TO SUIT R4 TOP | Electrical panel products | Axio | 3.28
18FF-JUMPER BAR | Connector Bay, 5 Way | Electrical panel products | Axio | 3.07
AD22-R | Panel Lamp, Red, 22mm, 230v/24v | Electrical panel products | Chana | 2
AD22-A | Panel Lamp, Amber, 22mm, 230v/24v | Electrical panel products | Chana | 2
AD22-G | Panel Lamp, Green, 22mm, 230v/24v | Electrical panel products | Chana | 2
AD22-B | Panel Lamp, Blue, 22mm, 230v/24v | Electrical panel products | Chana | 2
AD22-W | Panel Lamp, White, 22mm, 230v/24v | Electrical panel products | Chana | 2
AD16-R | Panel Lamp, Red, 16mm, 230v/24v | Electrical panel products | Chana | 3.4
AD16-A | Panel Lamp, Amber, 16mm, 230v/24v | Electrical panel products | Chana | 3.4
AD16-G | Panel Lamp, Green, 16mm, 230v/24v | Electrical panel products | Chana | 3.4
AD16-B | Panel Lamp, Blue, 16mm, 230v/24v | Electrical panel products | Chana | 3.4
AD16-W | Panel Lamp, White, 16mm, 230v/24v | Electrical panel products | Chana | 3.4
AD22-R-LT | Panel Lamp, Red, 22mm, 230v/24v, Lamp Test | Electrical panel products | Chana | 2.8
AD22-A-LT | Panel Lamp, Amber, 22mm, 230v/24v, Lamp Test | Electrical panel products | Chana | 2.8
AD22-G-LT | Panel Lamp, Green, 22mm, 230v/24v, Lamp Test | Electrical panel products | Chana | 2.8
AD22-B-LT | Panel Lamp, Blue, 22mm, 230v/24v, Lamp Test | Electrical panel products | Chana | 2.8
AD22-W-LT | Panel Lamp, White, 22mm, 230v/24v, Lamp Test | Electrical panel products | Chana | 2.8
AD22 FIXING TOOL | Fixing Tool - To Suit AD22 | Electrical panel products | Chana | 7.2
PB22SS2B-1A | Selector Switch, 2 Position, x1 N/O Contact | Electrical panel products | H&C | 7.65
PB22SS4B-1AA | Selector Switch, 3 Position, x2 N/O Contacts | Electrical panel products | H&C | 11.7
PB22BFB-1A | Pushbutton, Black, x1 N/O Contact | Electrical panel products | H&C | 6.12
PB22BFG-1A | Pushbutton, Green, x1 N/O Contact | Electrical panel products | H&C | 6.12
PB22BFR-1B | Pushbutton, Red, x1 N/O Contact | Electrical panel products | H&C | 6.15
PB22-A | Contact Block, Normally Open | Electrical panel products | H&C | 4.1
PB22-B | Contact Block, Normally Closed | Electrical panel products | H&C | 4.1
LT-IS3005F-5TXAD | Ethernet Switch, 5 Ports | Electrical panel products | H&C | 97
LT-IS3008F-8TXAD | Ethernet Switch, 8 Ports | Electrical panel products | H&C | 117
LT-IS6016F-16TXAD | Ethernet Switch, 16 Ports | Electrical panel products | H&C | 250
AX-TXD 6VA | Transformer, 230v to 24vac, 6VA | Electrical panel products | Axio | 40
AX-TXD 30ET | Transformer, 230v to 24vac, 30VA | Electrical panel products | Axio | 65
AX-TXD 60VA | Transformer, 230v to 24vac, 60VA | Electrical panel products | Axio | 149
AX-PS-DR-30-24 | Transformer, 230v to 24vdc | Electrical panel products | Axio | 45.5
AX-PS-DR-60-24 | Transformer, 230v to 24vdc | Electrical panel products | Axio | 58.5
AX-PS-24-24-1-C | Transformer, 230v to 24vdc, Common Zero Volt | Electrical panel products | Axio | 41.5
AX-PS-24-24-1-F | Transformer, 230v to 24vdc, Floating Zero Volt | Electrical panel products | Axio | 41.5
SEM62.1 | Transformer, 230v to 24vac | Electrical panel products | Siemens | 47
SEM62.2 | Transformer, 230v to 24vac, wiith On/Off Switch & Replaceable Fuse | Electrical panel products | Siemens | 60
240AC/24AC/12VA | 240V TO 24VAC POWER SUPPLY (12VA) DIN RAIL MOUNTED | Electrical panel products | Titan Products | 55.2
IPG 600 UK | 600VA iPlug UPS with 5 minutes typical load | Electrical panel products | Riello UPS | 141
IPG 800 UK | 800VA iPlug UPS with 5 minutes typical load | Electrical panel products | Riello UPS | 157
IDG 400 | 400VA I-Dialog Plus with 6 mins. full - 9mins. typical load | Electrical panel products | Riello UPS | 125
IDG 600 | 600VA I-Dialog Plus with 6 mins. full - 7mins. typical load | Electrical panel products | Riello UPS | 128
IDG 800 | 800VA I-Dialog Plus with 6 mins. full - 5mins. typical load | Electrical panel products | Riello UPS | 148
IDG 1200 | 1200VA I-Dialog Plus with 3 mins. full - 6mins. typical load | Electrical panel products | Riello UPS | 225
IDG 1600 | 1600VA I-Dialog Plus with 6 mins. full - 7mins. typical load | Electrical panel products | Riello UPS | 295
NPW 600 | Net Power 600VA UPS | Electrical panel products | Riello UPS | 118
NPW 800 | Net Power 800VA UPS | Electrical panel products | Riello UPS | 150
NPW 1000 | Net Power 1000VA UPS | Electrical panel products | Riello UPS | 262
NPW 1500 | Net Power 1500VA UPS | Electrical panel products | Riello UPS | 360
NPW 2000 | Net Power 2000VA UPS | Electrical panel products | Riello UPS | 435
BPS-1-15-24DC | SINGLE PHASE 15W 24VDC OUTPUT | Electrical panel products | IMO | 29
BPS-1-30-24DC | SINGLE PHASE 30W 24VDC OUTPUT | Electrical panel products | IMO | 36.2
BPS-1-70-24DC | SINGLE PHASE 70W 24VDC OUTPUT | Electrical panel products | IMO | 51
SPDS-201N | Single module 20ka fault level | Electrical panel products | IMO | 68
SPD2-401N | Two pole 40ka fault level | Electrical panel products | IMO | 43
SPD4-403N | Four pole 40ka fault level | Electrical panel products | IMO | 80
SDM120MODBUS-MID | SINGLE MOD MUTLI FUNCTION 45A MODBUS MID 1P2W METER | Electrical panel products | Eastron | 54.5
SDM120MBUS-MID | SINGLE MOD MUTLI FUNCTION 45A MBUS MID 1P2W METER | Electrical panel products | Eastron | 62
SDM230-MODBUS-MID V2 | TWO MOD MULTI FUNCTION 100A MODBUS MID 1P2W METER | Electrical panel products | Eastron | 55.5
SDM230-MBUS-MID V2 | TWO MOD MULTI FUNCTION 100A MBUS MID 1P2W METER | Electrical panel products | Eastron | 62
SDM120CT-MOD-MID-KIT-100A/100mA | SINGLE PH CT OPERATED METER & CT COMBINED 100MA OPTION | Electrical panel products | Eastron | 66
SDM120CT-MBUS-MID | SINGLE PH CT OPERATED MID MBUS MULTI FUNCTION METER | Electrical panel products | Eastron | 62
SDM630-MODBUS-MID V2 | FOUR MOD MULTI FUNCTION 100A MODBUS 2 PULSED OUTPUT 1P2W 3P3W 3P4W METER | Electrical panel products | Eastron | 140
SDM630-MBUS-MID | FOUR MOD MULTIFUNCTION 100A MBUS 1P2W 3P3W 3P4W METER | Electrical panel products | Eastron | 165
SDM72D-M-2-MID 3K7 | FOUR MOD MULTI FUNCTION 100A MODBUS PULSED OUTPUT (NON CONFIGURABLE) 1P2W & 3P4W BI-DIRECTIONAL RESETTABLE ENERGY) | Electrical panel products | Eastron | 100
ESCT-T24-100/5A | SPLIT CORE CURRENT TRANSFORMER | Electrical panel products | Eastron | 25.75
ESCT-T24-200/5A | SPLIT CORE CURRENT TRANSFORMER | Electrical panel products | Eastron | 25.75
ESCT-T24-300/5A | SPLIT CORE CURRENT TRANSFORMER | Electrical panel products | Eastron | 25.75
ESCT-T36-300/5A | SPLIT CORE CURRENT TRANSFORMER | Electrical panel products | Eastron | 28
ESCT-T36-400/5A | SPLIT CORE CURRENT TRANSFORMER | Electrical panel products | Eastron | 28
ESCT-T36-500/5A | SPLIT CORE CURRENT TRANSFORMER | Electrical panel products | Eastron | 28
ESCT-T36-600/5A | SPLIT CORE CURRENT TRANSFORMER | Electrical panel products | Eastron | 28
AX-WLD-DT | Drip Tray Monitor 24v | Miscellaneous | Axio | 52.5
AX-WLD-DT-M (MODBUS) | Drip Tray Monitor 24v - Modbus | Miscellaneous | Axio | 58
AX-CDM | Dewpoint Condensation Sensor, 24vac/dc | Miscellaneous | Axio | 68
AX-WSD-V | Wind, Speed & Direction Sensor | Miscellaneous | Axio | 710.5
WXT531 | Weather Transmitter - Rain | Miscellaneous | Vaisala | POA
WXT532 | Weather Transmitter - Wind | Miscellaneous | Vaisala | POA
WXT533 | Weather Transmitter - Rain + Wind | Miscellaneous | Vaisala | POA
WXT534 | Weather Transmitter - PTU | Miscellaneous | Vaisala | POA
WXT535 | Weather Transmitter - Rain + PTU | Miscellaneous | Vaisala | POA
WXT536 | Weather Transmitter | Miscellaneous | Vaisala | POA
AX-AV-SP-ESF-35 | SINGLE POINT AIR VELOCITY AND TEMPERATURE TRANSMITTER | Miscellaneous | Axio | 204
TPAVT8/10 | 2 RANGES 0-5 M/S AND 0-10 M/S | Miscellaneous | Titan Products | 130
TPAVT8/10/D | 2 RANGES 0-5 M/S AND 0-10 M/S COMPLETE WITH DISPLAY | Miscellaneous | Titan Products | 202.8
TPAVT8/10/IP65 | 2 RANGES 0-5 M/S AND 0-10 M/S COMPLETE WITH IP65 HOUSING | Miscellaneous | Titan Products | 150.8
TPAVT8/28 | 3 RANGES 0-15 M/S, 0-20 M/S AND 0-28 M/S | Miscellaneous | Titan Products | 130
TPAVT8/28/D | 3 RANGES 0-15 M/S, 0-20 M/S AND 0-28 M/S COMPLETE WITH DISPLAY | Miscellaneous | Titan Products | 202.8
TPAVT8/28/IP65 | 3 RANGES 0-15 M/S, 0-20 M/S AND 0-28 M/S COMPLETE WITH IP65 HOUSING | Miscellaneous | Titan Products | 150.8
AX-OC-WMW-24VF | Wall Mounted 24V | Miscellaneous | Axio | 132
AX-OC-WMW-230VF | Wall Mounted 230V | Miscellaneous | Axio | 135
AX-LLT | Light Level Transmitter, Wall Mounted, 0-10v or 4-20mA, IP65 | Miscellaneous | Axio | 79.5
TPVLLO | 0-10V OUTPUT LIGHT TRANSMITTER | Miscellaneous | Titan Products | 71.8
TPLLO | 4-20 MA LOOP OUTPUT LIGHT TRANSMITTER | Miscellaneous | Titan Products | 71.8
LTWT10N/PT1000 | Light Level Transmitter, Wall Mounted, 0-10v, IP65 | Miscellaneous | Regin | 140
AFS1 | Air Flow Paddle Switch, IP65 | Miscellaneous | Regin | 86
FLS304X | Water Paddle Flow Switch, IP65 | Miscellaneous | Regin | 55
SQ01 | Water Level Switch, Horizontal Mounting | Miscellaneous | Regin | 116
FSP15 | INLINE FLOW SWITCH 1/2" BSP | Miscellaneous |  | 54
LL15 | Water Float Switch, 5m | Miscellaneous | Chana | 36
AX-LS-FL-2LH | Water Float Switch, 2 Level High & Low, 5m | Miscellaneous | Axio | 204
A96E | Oil Float Switch | Miscellaneous |  | 238
MINIMATIC | Water Float Switch, 5m, WRAS Approved | Miscellaneous | H&C | 149
LSS-E-0.5 | Water Float Switch, 0.5m, 1high or low | Miscellaneous | Flamefast | 37
AX-UL-SON48 | Ultrasonic Level Sensor | Miscellaneous | Axio | 996
AX-UL-SEP-380-2 | Ultrasonic Level Sensor, 4-20mA, 0.25-6m | Miscellaneous | Axio | 1260
LTU-10A | Flamefast Ultrasonic Level Switch | Miscellaneous | Flamefast | 840
LTS-3.5A | HYDROSTATIC LEVEL TRANSMITTER | Miscellaneous | Flamefast | 340
SC18/10 | Time Switch, Single Channel, Din Rail Mounted | Miscellaneous | Hugo Muller | 129
SC28/21 | Time Switch, 2 Channel, Din Rail Mounted | Miscellaneous | Hugo Muller | 166
SC44/11 | Time Switch, Single Channel, Panel/Wall Mounted | Miscellaneous | Hugo Muller | 178
SC44/21 | Time Switch, 2 Channel, Panel/Wall Mounted | Miscellaneous | Hugo Muller | 178
AX-PET | Plant Extension Timer | Miscellaneous | Axio | 69
AX-PET/L | Plant Extension Timer c/w Display & On/Off Switch | Miscellaneous | Axio | 76.5
TPEXT1/6/24V | 0-6 HOUR WITH VFC RELAY, LED INDICATION AND REMTE START OPTION 24V SUPPLY | Miscellaneous | Titan Products | 71
TPRS/ACO/W | WINDOW POSITIONING UNIT, WHITE SURFACE MOUNTED ROOM ENCLOSURE. CLOSED/AUTO/OPEN | Miscellaneous | Titan Products | 99
TP/ACO/F/W | WINDOW POSITIONING UNIT, WHITE FLUSH MOUNTED CLOSED/AUTO/OPEN | Miscellaneous | Titan Products | 99
RMP/24 | 24V AC WIRE, LED, BUZZER, MUTE BUTTON, DELAY SETTING | Miscellaneous | Titan Products | 84
CAD-AP | Multimode Alarm Point | Miscellaneous | H&C | 95
STM10 | Multifunctional Timer | Miscellaneous | H&C | 44.5
GS-SD2000-P | Photoelectric smoke detector | Miscellaneous | ACI | 278
GS-SD-FT | Sampling Tube, up to 8ft Duct - To Suit GS-SD2000 | Miscellaneous | ACI | 36
SDD-0E65-RAC | OPTICAL SENSOR WITH RELAY OUTPUT & DUCT PROBE | Miscellaneous | Regin | 252
AX-AA-1 | Alarm Annunciator, 1 Stage | Miscellaneous | Axio | 68
AX-AA-2 | Alarm Annunciator, 2 Stage | Miscellaneous | Axio | 72
AX-AA-3 | Alarm Annunciator, 3 Stage | Miscellaneous | Axio | 81.5
AX-AA-4 | Alarm Annunciator, 4 Stage | Miscellaneous | Axio | 85
WR9103/SW3 | Fireman Switch, Key Operated | Miscellaneous | H&C | 75
SPARE KEY (FOR ABOVE) | SPARE KEY | Miscellaneous | H&C | 16
BESPOKE SENSORS & ACCESSORIES | BESPOKE OPTIONS | Miscellaneous | Fortune | POA